## ChemSpec
PRODUCT_CODE | PRODUCT_SPEC.ANALYSIS | TM | PRODUCT_SPEC.COMPONENT | PRODUCT_SPEC.RULE_TYPE | PRODUCT_SPEC.UNITS | PRODUCT_SPEC.PLACES | PRODUCT_SPEC.SPEC_RULE | PRODUCT_SPEC.MIN_VALUE | PRODUCT_SPEC.MAX_VALUE | PRODUCT_SPEC.TEXT_VALUE

## RM_Product specs (Chem)
PRODUCT_SPEC.PRODUCT | Test Name | PRODUCT_SPEC.COMPONENT | PRODUCT_SPEC.ANALYSIS | PRODUCT_SPEC.MIN_VALUE | PRODUCT_SPEC.MAX_VALUE | PRODUCT_SPEC.UNITS | Rounding_Rule | Results | Material Desc | SP_TestPlan
7A4AL930 | Certificate of Analysis | Certificate of Analysis | Default |  |  |  |  | CofA meets specifications (Done) | Potassium Hydroxide Pellets USP/NF | Analytical - Chem_08A
7A4AL930 | Chemical Inspection | Appearance | TM 208 |  |  |  |  | Pellets (Done) | Potassium Hydroxide Pellets USP/NF | Analytical - Chem_08A
7A4AL930 | Chemical Inspection | Color | TM 208 |  |  |  |  | White/Grey (Done) | Potassium Hydroxide Pellets USP/NF | Analytical - Chem_08A
7A4AL930 | Chemical Inspection | Odor | TM 208 |  |  |  |  | Odorless (Done) | Potassium Hydroxide Pellets USP/NF | Analytical - Chem_08A
7A4AL930 | Chemical Inspection | Contamination | TM 208 |  |  |  |  | None (Done) | Potassium Hydroxide Pellets USP/NF | Analytical - Chem_08A
7A4AL930 | Identification | Identification for Potassium (USP <191>) | TM400/408b/421/422/USP |  |  |  |  | Pass (Done) | Potassium Hydroxide Pellets USP/NF | Analytical - Chem_08A
7A4AS162 | Certificate of Analysis | Certificate of Analysis | Default |  |  |  |  | CofA meets specifications (Done) | Glycerin USP | Analytical - Chem_09A
7A4AS162 | Specific Gravity at 25�C | SG | TM 202 | 1.249 |  |  | FDA,3 |  | Glycerin USP | Analytical - Chem_09A
7A4AS162 | Chemical Inspection | Contamination | TM 208 |  |  |  |  | None (Done) | Glycerin USP | Analytical - Chem_09A
7A4AS162 | Chemical Inspection | Appearance | TM 208 |  |  |  |  | Clear, syrupy liquid (Done) | Glycerin USP | Analytical - Chem_09A
7A4AS162 | Chemical Inspection | USP | TM 208 |  |  |  |  | Meet USP requirements (Done) | Glycerin USP | Analytical - Chem_09A
7A4AS162 | Chemical Inspection | Odor | TM 208 |  |  |  |  | Odorless (Done) | Glycerin USP | Analytical - Chem_09A
7A4AS162 | Identification | IR Identification | TM 411 |  |  |  |  | Close Match to Standard Sample or Spectrum (Done) | Glycerin USP | Analytical - Chem_09A
7A4AS162 | Related Compounds | Individual Impurity | USP <621> |  | 0.1 | % | FDA,3 |  | Glycerin USP | Analytical - Chem_09A
7A4AS162 | Related Compounds | Total Impurities | USP <621> |  | 1 | % | FDA,3 |  | Glycerin USP | Analytical - Chem_09A
7A4BL625 | Certificate of Analysis | Certificate of Analysis | Default |  |  |  |  | CofA meets specifications (Done) | Oliec Acid FCC | Analytical - Chem_11A
7A4BL625 | Chemical Inspection | Odor | TM 208 |  |  |  |  | Lard-Like (Done) | Oliec Acid FCC | Analytical - Chem_11A
7A4BL625 | Chemical Inspection | Contamination | TM 208 |  |  |  |  | None (Done) | Oliec Acid FCC | Analytical - Chem_11A
7A4BL625 | Chemical Inspection | Appearance | TM 208 |  |  |  |  | Clear Liquid (Done) | Oliec Acid FCC | Analytical - Chem_11A
7A4BL625 | Chemical Inspection | Color | TM 208 |  |  |  |  | Light Yellow to Yellow (Done) | Oliec Acid FCC | Analytical - Chem_11A
7A4BL625 | Identification | IR Identification | TM 411 |  |  |  |  | Close Match to Standard Sample or Spectrum (Done) | Oliec Acid FCC | Analytical - Chem_11A
7A4CD419 | Certificate of Analysis | Certificate of Analysis | Default |  |  |  |  | CofA meets specifications (Done) | Parachlorometaxylenol USP grade | Analytical - Chem_13A
7A4CD419 | Chemical Inspection | Odor | TM 208 |  |  |  |  | Faint phenolic (Done) | Parachlorometaxylenol USP grade | Analytical - Chem_13A
7A4CD419 | Chemical Inspection | Appearance | TM 208 |  |  |  |  | Crystalline Powder (Done) | Parachlorometaxylenol USP grade | Analytical - Chem_13A
7A4CD419 | Chemical Inspection | Contamination | TM 208 |  |  |  |  | None (Done) | Parachlorometaxylenol USP grade | Analytical - Chem_13A
7A4CD419 | Chemical Inspection | Color | TM 208 |  |  |  |  | White to off White (Done) | Parachlorometaxylenol USP grade | Analytical - Chem_13A
7A4CD419 | Identification | IR Identification | TM 411 |  |  |  |  | Close Match to Standard Sample or Spectrum (Done) | Parachlorometaxylenol USP grade | Analytical - Chem_13A
7A4FD110 | Certificate of Analysis | Certificate of Analysis | Default |  |  |  |  | CofA meets specifications (Done) | Sodium Chloride USP/NF | Analytical - Chem_Sodium Chloride USP/NF
7A4FD110 | Chemical Inspection | Contamination | TM 208 |  |  |  |  | None (Done) | Sodium Chloride USP/NF | Analytical - Chem_Sodium Chloride USP/NF
7A4FD110 | Chemical Inspection | Color | TM 208 |  |  |  |  | Colorless to white (Done) | Sodium Chloride USP/NF | Analytical - Chem_Sodium Chloride USP/NF
7A4FD110 | Chemical Inspection | Appearance | TM 208 |  |  |  |  | Crystals/crystalline powder (Done) | Sodium Chloride USP/NF | Analytical - Chem_Sodium Chloride USP/NF
7A4FD110 | Chemical Inspection | Odor | TM 208 |  |  |  |  | None (Done) | Sodium Chloride USP/NF | Analytical - Chem_Sodium Chloride USP/NF
7A4FD110 | Identification | Identification for Chloride (USP <191>) | TM400/408b/421/422/USP |  |  |  |  | Meets USP (Done) | Sodium Chloride USP/NF | Analytical - Chem_Sodium Chloride USP/NF
7A4FD110 | Identification | Identification for Sodium (USP <191>) | TM400/408b/421/422/USP |  |  |  |  | Meets USP (Done) | Sodium Chloride USP/NF | Analytical - Chem_Sodium Chloride USP/NF
7A4FD110 | Loss on Drying | Loss on Drying Final | USP |  | 0.5 | % | FDA,1 |  | Sodium Chloride USP/NF | Analytical - Chem_Sodium Chloride USP/NF
7A4FD110 | Loss on Drying | Loss on Drying | USP |  | 0.5 | % | FDA,1 |  | Sodium Chloride USP/NF | Analytical - Chem_Sodium Chloride USP/NF
7A4FD110 | Assay | Assay on Dried Basis Final | USP <541> | 99 | 100.5 | % | FDA,1 |  | Sodium Chloride USP/NF | Analytical - Chem_Sodium Chloride USP/NF
7A4FD110 | Assay | Assay on Dried Basis | USP <541> | 99 | 100.5 | % | FDA,1 |  | Sodium Chloride USP/NF | Analytical - Chem_Sodium Chloride USP/NF
7A4OA347 | Certificate of Analysis | Certificate of Analysis | Default |  |  |  |  | CofA meets specifications (Done) | Sodium-L (+)-Lactate 60% | Analytical-Chem_NY_Sodium-L(+) Lactate 60%
7A4OA347 | pH | pH (1 in 20 solution) | TM 200 | 6.5 | 7.5 |  | FDA,1 |  | Sodium-L (+)-Lactate 60% | Analytical-Chem_NY_Sodium-L(+) Lactate 60%
7A4OA347 | Chemical Inspection | Appearance | TM 208 |  |  |  |  | Transparent liquid (Done) | Sodium-L (+)-Lactate 60% | Analytical-Chem_NY_Sodium-L(+) Lactate 60%
7A4OA347 | Chemical Inspection | Color | TM 208 |  |  |  |  | Colorless (Done) | Sodium-L (+)-Lactate 60% | Analytical-Chem_NY_Sodium-L(+) Lactate 60%
7A4OA347 | Chemical Inspection | Odor | TM 208 |  |  |  |  | Odorless or with a slight Characteristic Odor (Done) | Sodium-L (+)-Lactate 60% | Analytical-Chem_NY_Sodium-L(+) Lactate 60%
7A4OA347 | Chemical Inspection | Contamination | TM 208 |  |  |  |  | None (Done) | Sodium-L (+)-Lactate 60% | Analytical-Chem_NY_Sodium-L(+) Lactate 60%
7A4OA347 | Identification | IR Identification | TM 411 |  |  |  |  | Comparison of scans of sample vs standard (Done) | Sodium-L (+)-Lactate 60% | Analytical-Chem_NY_Sodium-L(+) Lactate 60%
7A4OA709 | Certificate of Analysis | Certificate of Analysis | Default |  |  |  |  | CofA meets specifications (Done) | Chamomile Extract # 11-19-2 | Analytical-Chem_NY_Chamomile Extract # 11-19-2
7A4OA709 | pH | pH | TM 200 | 4 | 6.5 |  | FDA,1 |  | Chamomile Extract # 11-19-2 | Analytical-Chem_NY_Chamomile Extract # 11-19-2
7A4OA709 | Specific Gravity at 25�C | SG | TM 202 | 1.043 | 1.053 |  | FDA,3 |  | Chamomile Extract # 11-19-2 | Analytical-Chem_NY_Chamomile Extract # 11-19-2
7A4OA709 | Refractive Index at 20°C | Refractive Index at 20°C | TM 204 | 1.409 | 1.419 |  | FDA,3 |  | Chamomile Extract # 11-19-2 | Analytical-Chem_NY_Chamomile Extract # 11-19-2
7A4OA709 | Chemical Inspection | Contamination | TM 208 |  |  |  |  | None- free of foreign particles (Done) | Chamomile Extract # 11-19-2 | Analytical-Chem_NY_Chamomile Extract # 11-19-2
7A4OA709 | Chemical Inspection | Description | TM 208 |  |  |  |  | Clear Amber to brown liquid having a characteristic odor (Done) | Chamomile Extract # 11-19-2 | Analytical-Chem_NY_Chamomile Extract # 11-19-2
7A4OA911 | Certificate of Analysis | Certificate of Analysis | Default |  |  |  |  | CofA meets specifications (Done) | Fragrance Hugs & Kisses Sheer 1 | Analytical-Chem_NY_Fragrance Hugs & Kisses Sheer1
7A4OA911 | Refractive Index at 25�C | Refractive Index | TM 204 | 1.4536 | 1.4636 |  | FDA,4 |  | Fragrance Hugs & Kisses Sheer 1 | Analytical-Chem_NY_Fragrance Hugs & Kisses Sheer1
7A4OA911 | Chemical Inspection | Appearance | TM 208 |  |  |  |  | Liquid (Done) | Fragrance Hugs & Kisses Sheer 1 | Analytical-Chem_NY_Fragrance Hugs & Kisses Sheer1
7A4OA911 | Chemical Inspection | Color | TM 208 |  |  |  |  | Colorless to Slightly Yellow (Done) | Fragrance Hugs & Kisses Sheer 1 | Analytical-Chem_NY_Fragrance Hugs & Kisses Sheer1
7A4OA911 | Chemical Inspection | Contamination | TM 208 |  |  |  |  | None (Done) | Fragrance Hugs & Kisses Sheer 1 | Analytical-Chem_NY_Fragrance Hugs & Kisses Sheer1
7A4OA911 | Chemical Inspection | Odor | TM 208 |  |  |  |  | Match standard (Done) | Fragrance Hugs & Kisses Sheer 1 | Analytical-Chem_NY_Fragrance Hugs & Kisses Sheer1
7A4OA911 | Identification | IR Identification | TM 411 |  |  |  |  | To match standard. (Done) | Fragrance Hugs & Kisses Sheer 1 | Analytical-Chem_NY_Fragrance Hugs & Kisses Sheer1
7A4OB223 | Certificate of Analysis | Certificate of Analysis | Default | [5 empty] | Sodium Thiosulfate | Analytical - Chem_189A
7A4OB223 | Chemical Inspection | Appearance | TM 208 | [5 empty] | Sodium Thiosulfate | Analytical - Chem_189A
7A4OB223 | Chemical Inspection | Color | TM 208 | [5 empty] | Sodium Thiosulfate | Analytical - Chem_189A
7A4OB223 | Chemical Inspection | Contamination | TM 208 | [5 empty] | Sodium Thiosulfate | Analytical - Chem_189A
7A4OB223 | Chemical Inspection | Odor | TM 208 | [5 empty] | Sodium Thiosulfate | Analytical - Chem_189A
7A4OB223 | Identification | IR Identification | TM 411 | [5 empty] | Sodium Thiosulfate | Analytical - Chem_189A
7A4OB314 | Certificate of Analysis | Certificate of Analysis | Default |  |  |  |  | CofA meets specifications (Done) | Isopropyl alcohol 99% USP | Analytical - Chem_NY_Isopropyl alcohol 99% USP_Reduced Test
7A4OB314 | Certificate of Analysis | Certificate of Analysis | Default |  |  |  |  | CofA meets specifications (Done) | Isopropyl alcohol 99% USP | Analytical - Chem_NY_Isopropyl alcohol 99% USP-Inline
7A4OB314 | Certificate of Analysis | Certificate of Analysis | Default |  |  |  |  | CofA meets specifications (Done) | Isopropyl alcohol 99% USP | Analytical - Chem_125A
7A4OB314 | pH | pH (10% Solution) | TM 200 | 6 | 8 |  | FDA,1 |  | Isopropyl alcohol 99% USP | Analytical - Chem_125A
7A4OB314 | Specific Gravity at 25�C | SG | TM 202 | 0.783 | 0.787 |  | FDA,3 |  | Isopropyl alcohol 99% USP | Analytical - Chem_NY_Isopropyl alcohol 99% USP_Reduced Test
7A4OB314 | Specific Gravity at 25�C | SG | TM 202 | 0.783 | 0.787 |  | FDA,3 |  | Isopropyl alcohol 99% USP | Analytical - Chem_NY_Isopropyl alcohol 99% USP-Inline
7A4OB314 | Refractive Index at 20°C | Refractive Index at 20°C | TM 204 | 1.376 | 1.378 |  | FDA,3 |  | Isopropyl alcohol 99% USP | Analytical - Chem_NY_Isopropyl alcohol 99% USP_Reduced Test
7A4OB314 | Chemical Inspection | Color | TM 208 |  |  |  |  | Colorless (Done) | Isopropyl alcohol 99% USP | Analytical - Chem_NY_Isopropyl alcohol 99% USP-Inline
7A4OB314 | Chemical Inspection | Odor | TM 208 |  |  |  |  | IPA - Characteristic (Done) | Isopropyl alcohol 99% USP | Analytical - Chem_NY_Isopropyl alcohol 99% USP-Inline
7A4OB314 | Chemical Inspection | Contamination | TM 208 |  |  |  |  | None (Done) | Isopropyl alcohol 99% USP | Analytical - Chem_NY_Isopropyl alcohol 99% USP-Inline
7A4OB314 | Chemical Inspection | Appearance | TM 208 |  |  |  |  | Clear, mobile liquid (Done) | Isopropyl alcohol 99% USP | Analytical - Chem_NY_Isopropyl alcohol 99% USP-Inline
7A4OB314 | Chemical Inspection | Color | TM 208 |  |  |  |  | Colorless (Done) | Isopropyl alcohol 99% USP | Analytical - Chem_NY_Isopropyl alcohol 99% USP_Reduced Test
7A4OB314 | Chemical Inspection | Appearance | TM 208 |  |  |  |  | Clear, mobile liquid (Done) | Isopropyl alcohol 99% USP | Analytical - Chem_NY_Isopropyl alcohol 99% USP_Reduced Test
7A4OB314 | Chemical Inspection | Odor | TM 208 |  |  |  |  | IPA - Characteristic (Done) | Isopropyl alcohol 99% USP | Analytical - Chem_NY_Isopropyl alcohol 99% USP_Reduced Test
7A4OB314 | Chemical Inspection | Contamination | TM 208 |  |  |  |  | None (Done) | Isopropyl alcohol 99% USP | Analytical - Chem_NY_Isopropyl alcohol 99% USP_Reduced Test
7A4OB314 | Chemical Inspection | Contamination | TM 208 | [5 empty] | Isopropyl alcohol 99% USP | Analytical - Chem_125A
7A4OB314 | Chemical Inspection | Color | TM 208 |  |  |  |  | Colorless to light straw (Done) | Isopropyl alcohol 99% USP | Analytical - Chem_125A
7A4OB314 | Chemical Inspection | Appearance | TM 208 |  |  |  |  | Clear viscous liquid (Done) | Isopropyl alcohol 99% USP | Analytical - Chem_125A
7A4OB314 | Chemical Inspection | Odor | TM 208 | [5 empty] | Isopropyl alcohol 99% USP | Analytical - Chem_125A
7A4OB314 | Nonvolatile Residue | Weight of Residue (g) | TM 226 |  |  | g | FDA,4 |  | Isopropyl alcohol 99% USP | Analytical - Chem_NY_Isopropyl alcohol 99% USP_Reduced Test
7A4OB314 | Nonvolatile Residue | Nonvolatile Residue (calc) | TM 226 |  | 0.005 | % | FDA,3 |  | Isopropyl alcohol 99% USP | Analytical - Chem_NY_Isopropyl alcohol 99% USP_Reduced Test
7A4OB314 | Nonvolatile Residue | End Weight (g) | TM 226 |  |  | g | FDA,4 |  | Isopropyl alcohol 99% USP | Analytical - Chem_NY_Isopropyl alcohol 99% USP_Reduced Test
7A4OB314 | Nonvolatile Residue | Nonvolatile Residue Final (calc) | TM 226 |  | 0.005 | % | FDA,3 |  | Isopropyl alcohol 99% USP | Analytical - Chem_NY_Isopropyl alcohol 99% USP_Reduced Test
7A4OB314 | Nonvolatile Residue | Start Weight (g) | TM 226 |  |  | g | FDA,4 |  | Isopropyl alcohol 99% USP | Analytical - Chem_NY_Isopropyl alcohol 99% USP_Reduced Test
7A4OB314 | Assay | Assay Final | TM 301/434 | 76 | 84 | % | FDA,1 |  | Isopropyl alcohol 99% USP | Analytical - Chem_125A
7A4OB314 | Assay | Assay | TM 301/434 | 76 | 84 | % | FDA,1 |  | Isopropyl alcohol 99% USP | Analytical - Chem_125A
7A4OB314 | Acidity | Titrant Start Volume (mL) | TM 375 |  |  | mL | FDA,2 |  | Isopropyl alcohol 99% USP | Analytical - Chem_NY_Isopropyl alcohol 99% USP_Reduced Test
7A4OB314 | Acidity | Acidity (calc) | TM 375 |  | 0.7 | mL | FDA,2 |  | Isopropyl alcohol 99% USP | Analytical - Chem_NY_Isopropyl alcohol 99% USP_Reduced Test
7A4OB314 | Acidity | Titrant End Volume (mL) | TM 375 |  |  | mL | FDA,2 |  | Isopropyl alcohol 99% USP | Analytical - Chem_NY_Isopropyl alcohol 99% USP_Reduced Test
7A4OB314 | Acidity | Acidity Final (Calc) | TM 375 |  | 0.7 | mL | FDA,2 |  | Isopropyl alcohol 99% USP | Analytical - Chem_NY_Isopropyl alcohol 99% USP_Reduced Test
7A4OB314 | Assay | Assay | TM 376 | 99 |  | % | FDA,1 |  | Isopropyl alcohol 99% USP | Analytical - Chem_NY_Isopropyl alcohol 99% USP_Reduced Test
7A4OB314 | Assay | Assay Final | TM 376 | 99 |  | % | FDA,1 |  | Isopropyl alcohol 99% USP | Analytical - Chem_NY_Isopropyl alcohol 99% USP_Reduced Test
7A4OB314 | Assay | Assay | TM 376 | 99 |  | % | FDA,1 |  | Isopropyl alcohol 99% USP | Analytical - Chem_NY_Isopropyl alcohol 99% USP-Inline
7A4OB314 | Assay | Assay Final | TM 376 | 99 |  | % | FDA,1 |  | Isopropyl alcohol 99% USP | Analytical - Chem_NY_Isopropyl alcohol 99% USP-Inline
7A4OB314 | Identification | IR Identification | TM 411 |  |  |  |  | Match standard, per USP (Done) | Isopropyl alcohol 99% USP | Analytical - Chem_NY_Isopropyl alcohol 99% USP_Reduced Test
7A4OB314 | Identification | IR Identification | TM 411 |  |  |  |  | Match standard, per USP (Done) | Isopropyl alcohol 99% USP | Analytical - Chem_NY_Isopropyl alcohol 99% USP-Inline
7A4OB314 | Identification | IR Identification | TM 411 | [5 empty] | Isopropyl alcohol 99% USP | Analytical - Chem_125A
7A4OB339 | Certificate of Analysis | Certificate of Analysis | Default |  |  |  |  | CofA meets specifications (Done) | Isopropyl alcohol 99% USP-Inline | Analytical - Chem_NY_Isopropyl alcohol 99% USP-Inline
7A4OB339 | Certificate of Analysis | Certificate of Analysis | Default | [5 empty] | Isopropyl alcohol 99% USP-Inline | Analytical - Chem_NY_Isopropyl alcohol 99% USP_Reduced Test
7A4OB339 | Specific Gravity at 25�C | SG | TM 202 | 0.783 | 0.787 |  | FDA,3 |  | Isopropyl alcohol 99% USP-Inline | Analytical - Chem_NY_Isopropyl alcohol 99% USP-Inline
7A4OB339 | Specific Gravity at 25�C | SG | TM 202 | 0.783 | 0.787 |  | FDA,3 |  | Isopropyl alcohol 99% USP-Inline | Analytical - Chem_NY_Isopropyl alcohol 99% USP_Reduced Test
7A4OB339 | Refractive Index at 20°C | Refractive Index at 20°C | TM 204 | 1.376 | 1.378 |  | FDA,3 |  | Isopropyl alcohol 99% USP-Inline | Analytical - Chem_NY_Isopropyl alcohol 99% USP-Inline
7A4OB339 | Chemical Inspection | Appearance | TM 208 |  |  |  |  | Clear, mobile liquid (Done) | Isopropyl alcohol 99% USP-Inline | Analytical - Chem_NY_Isopropyl alcohol 99% USP-Inline
7A4OB339 | Chemical Inspection | Contamination | TM 208 |  |  |  |  | None (Done) | Isopropyl alcohol 99% USP-Inline | Analytical - Chem_NY_Isopropyl alcohol 99% USP-Inline
7A4OB339 | Chemical Inspection | Odor | TM 208 |  |  |  |  | IPA - Characteristic (Done) | Isopropyl alcohol 99% USP-Inline | Analytical - Chem_NY_Isopropyl alcohol 99% USP-Inline
7A4OB339 | Chemical Inspection | Color | TM 208 |  |  |  |  | Colorless (Done) | Isopropyl alcohol 99% USP-Inline | Analytical - Chem_NY_Isopropyl alcohol 99% USP-Inline
7A4OB339 | Chemical Inspection | Odor | TM 208 | [5 empty] | Isopropyl alcohol 99% USP-Inline | Analytical - Chem_NY_Isopropyl alcohol 99% USP_Reduced Test
7A4OB339 | Chemical Inspection | Contamination | TM 208 | [5 empty] | Isopropyl alcohol 99% USP-Inline | Analytical - Chem_NY_Isopropyl alcohol 99% USP_Reduced Test
7A4OB339 | Chemical Inspection | Appearance | TM 208 | [5 empty] | Isopropyl alcohol 99% USP-Inline | Analytical - Chem_NY_Isopropyl alcohol 99% USP_Reduced Test
7A4OB339 | Chemical Inspection | Color | TM 208 | [5 empty] | Isopropyl alcohol 99% USP-Inline | Analytical - Chem_NY_Isopropyl alcohol 99% USP_Reduced Test
7A4OB339 | Nonvolatile Residue | Nonvolatile Residue Final (calc) | TM 226 |  | 0.005 | % | FDA,3 |  | Isopropyl alcohol 99% USP-Inline | Analytical - Chem_NY_Isopropyl alcohol 99% USP-Inline
7A4OB339 | Nonvolatile Residue | Weight of Residue (g) | TM 226 |  |  | g | FDA,4 |  | Isopropyl alcohol 99% USP-Inline | Analytical - Chem_NY_Isopropyl alcohol 99% USP-Inline
7A4OB339 | Nonvolatile Residue | Nonvolatile Residue (calc) | TM 226 |  | 0.005 | % | FDA,3 |  | Isopropyl alcohol 99% USP-Inline | Analytical - Chem_NY_Isopropyl alcohol 99% USP-Inline
7A4OB339 | Nonvolatile Residue | Start Weight (g) | TM 226 |  |  | g | FDA,4 |  | Isopropyl alcohol 99% USP-Inline | Analytical - Chem_NY_Isopropyl alcohol 99% USP-Inline
7A4OB339 | Nonvolatile Residue | End Weight (g) | TM 226 |  |  | g | FDA,4 |  | Isopropyl alcohol 99% USP-Inline | Analytical - Chem_NY_Isopropyl alcohol 99% USP-Inline
7A4OB339 | Acidity | Titrant End Volume (mL) | TM 375 |  |  | mL | FDA,2 |  | Isopropyl alcohol 99% USP-Inline | Analytical - Chem_NY_Isopropyl alcohol 99% USP-Inline
7A4OB339 | Acidity | Titrant Start Volume (mL) | TM 375 |  |  | mL | FDA,2 |  | Isopropyl alcohol 99% USP-Inline | Analytical - Chem_NY_Isopropyl alcohol 99% USP-Inline
7A4OB339 | Acidity | Acidity (calc) | TM 375 |  | 0.7 | mL | FDA,2 |  | Isopropyl alcohol 99% USP-Inline | Analytical - Chem_NY_Isopropyl alcohol 99% USP-Inline
7A4OB339 | Acidity | Acidity Final (Calc) | TM 375 |  | 0.7 | mL | FDA,2 |  | Isopropyl alcohol 99% USP-Inline | Analytical - Chem_NY_Isopropyl alcohol 99% USP-Inline
7A4OB339 | Assay | Assay | TM 376 | 99 |  | % | FDA,1 |  | Isopropyl alcohol 99% USP-Inline | Analytical - Chem_NY_Isopropyl alcohol 99% USP-Inline
7A4OB339 | Assay | Assay Final | TM 376 | 99 |  | % | FDA,1 |  | Isopropyl alcohol 99% USP-Inline | Analytical - Chem_NY_Isopropyl alcohol 99% USP-Inline
7A4OB339 | Assay | Assay | TM 376 | 99 |  | % | FDA,1 |  | Isopropyl alcohol 99% USP-Inline | Analytical - Chem_NY_Isopropyl alcohol 99% USP_Reduced Test
7A4OB339 | Assay | Assay Final | TM 376 | 99 |  | % | FDA,1 |  | Isopropyl alcohol 99% USP-Inline | Analytical - Chem_NY_Isopropyl alcohol 99% USP_Reduced Test
7A4OB339 | Identification | IR Identification | TM 411 |  |  |  |  | Match standard, per USP (Done) | Isopropyl alcohol 99% USP-Inline | Analytical - Chem_NY_Isopropyl alcohol 99% USP-Inline
7A4OB339 | Identification | IR Identification | TM 411 | [5 empty] | Isopropyl alcohol 99% USP-Inline | Analytical - Chem_NY_Isopropyl alcohol 99% USP_Reduced Test
7A4OB397 | Certificate of Analysis | Certificate of Analysis | Default |  |  |  |  | CofA meets specifications (Done) | Benzalkonium Chloride 50% | Analytical - Chem_04A
7A4OB397 | Chemical Inspection | Contamination | TM 208 |  |  |  |  | None (Done) | Benzalkonium Chloride 50% | Analytical - Chem_04A
7A4OB397 | Chemical Inspection | Odor | TM 208 |  |  |  |  | Mild almond (Done) | Benzalkonium Chloride 50% | Analytical - Chem_04A
7A4OB397 | Chemical Inspection | Color | TM 208 |  |  |  |  | Colorless to light yellow (Done) | Benzalkonium Chloride 50% | Analytical - Chem_04A
7A4OB397 | Chemical Inspection | Appearance | TM 208 |  |  |  |  | Clear viscous liquid (Done) | Benzalkonium Chloride 50% | Analytical - Chem_04A
7A4OB397 | Assay | Assay | TM 301/434 | 47.5 | 52.5 | % | FDA,1 |  | Benzalkonium Chloride 50% | Analytical - Chem_04A
7A4OB397 | Assay | Assay Final | TM 301/434 | 47.5 | 52.5 | % | FDA,1 |  | Benzalkonium Chloride 50% | Analytical - Chem_04A
7A4OB397 | Identification | Identification (TM 400) | TM400/408b/421/422/USP |  |  |  |  | Formation of precipitate per test (Done) | Benzalkonium Chloride 50% | Analytical - Chem_04A
7A4OB690 | Certificate of Analysis | Certificate of Analysis | Default |  |  |  |  | CofA meets specifications (Done) | Isopar K | Analytical - Chem_01A
7A4OB690 | Chemical Inspection | Contamination | TM 208 |  |  |  |  | None (Done) | Isopar K | Analytical - Chem_01A
7A4OB690 | Chemical Inspection | Color | TM 208 |  |  |  |  | Colorless (Done) | Isopar K | Analytical - Chem_01A
7A4OB690 | Chemical Inspection | Appearance | TM 208 |  |  |  |  | Clear, mobile liquid (Done) | Isopar K | Analytical - Chem_01A
7A4OB690 | Chemical Inspection | Odor | TM 208 |  |  |  |  | Solvent (Done) | Isopar K | Analytical - Chem_01A
7A4OB690 | Identification | IR Identification | TM 411 |  |  |  |  | Close Match to Standard Sample or Spectrum (Done) | Isopar K | Analytical - Chem_01A
7A4OF602 | Specific Gravity at 25�C | SG | TM 202 | 0.964 | 0.968 |  | FDA,3 |  | Avon Dry Facial Fragrance/Watery Floral | Analytical - Chem_19A
7A4OF602 | Refractive Index at 25�C | Refractive Index | TM 204 | 1.455 | 1.461 |  | FDA,3 |  | Avon Dry Facial Fragrance/Watery Floral | Analytical - Chem_19A
7A4OF602 | Chemical Inspection | Certificate of Analysis | TM 208 | [5 empty] | Avon Dry Facial Fragrance/Watery Floral | Analytical - Chem_19A
7A4OF602 | Chemical Inspection | Contamination | TM 208 | [5 empty] | Avon Dry Facial Fragrance/Watery Floral | Analytical - Chem_19A
7A4OF602 | Identification | IR Identification (TM 411) | TM 411 | [5 empty] | Avon Dry Facial Fragrance/Watery Floral | Analytical - Chem_19A
7A4OG169 | Certificate of Analysis | Certificate of Analysis | Default |  |  |  |  | CofA meets specifications (Done) | Dowfax C10L | Analytical - Chem_20A
7A4OG169 | Chemical Inspection | Appearance | TM 208 |  |  |  |  | Clear Liquid (Done) | Dowfax C10L | Analytical - Chem_20A
7A4OG169 | Chemical Inspection | Color | TM 208 |  |  |  |  | Amber (Done) | Dowfax C10L | Analytical - Chem_20A
7A4OG169 | Chemical Inspection | Contamination | TM 208 |  |  |  |  | None (Done) | Dowfax C10L | Analytical - Chem_20A
7A4OG169 | Identification | IR Identification | TM 411 |  |  |  |  | Close Match to Standard Sample or Spectrum (Done) | Dowfax C10L | Analytical - Chem_20A
7A4OH247 | Certificate of Analysis | Certificate of Analysis | Default |  |  |  |  | CofA meets specifications (Done) | Trisodium Phosphate Crystalline (TSPc) | Analytical - Chem_21A
7A4OH247 | Chemical Inspection | Appearance | TM 208 |  |  |  |  | White granular material (Done) | Trisodium Phosphate Crystalline (TSPc) | Analytical - Chem_21A
7A4OH247 | Chemical Inspection | Contamination | TM 208 |  |  |  |  | None (Done) | Trisodium Phosphate Crystalline (TSPc) | Analytical - Chem_21A
7A4OH247 | Chemical Inspection | Color | TM 208 |  |  |  |  | Match reference (Done) | Trisodium Phosphate Crystalline (TSPc) | Analytical - Chem_21A
7A4OH247 | Chemical Inspection | Odor | TM 208 |  |  |  |  | Match reference (Done) | Trisodium Phosphate Crystalline (TSPc) | Analytical - Chem_21A
7A4OK459 | Certificate of Analysis | Certificate of Analysis | Default |  |  |  |  | CofA meets specifications (Done) | CHE SALICYLIC ACID USP | Analytical-Chem_NY_Salicylic Acid USP
7A4OK459 | Chloride | Chloride | USP |  | 0.014 | % | FDA,3 |  | CHE SALICYLIC ACID USP | Analytical-Chem_NY_Salicylic Acid USP
7A4OK459 | Residue on Ignition | Residue on Ignition | USP |  | 0.05 | % | FDA,2 |  | CHE SALICYLIC ACID USP | Analytical-Chem_NY_Salicylic Acid USP
7A4OK459 | Loss on Drying | Loss on Drying | USP |  | 0.5 | % | FDA,3 |  | CHE SALICYLIC ACID USP | Analytical-Chem_NY_Salicylic Acid USP
7A4OK459 | Sulfate Content | Sulfate Content | USP |  | 0.02 | % | FDA,3 |  | CHE SALICYLIC ACID USP | Analytical-Chem_NY_Salicylic Acid USP
7A4OK459 | Heavy Metals | Heavy Metals | USP |  | <20 | ug/g | FDA,0 |  | CHE SALICYLIC ACID USP | Analytical-Chem_NY_Salicylic Acid USP
7A4OK459 | Related Compounds | Related Compound A | USP |  | 0.1 | % | FDA,4 |  | CHE SALICYLIC ACID USP | Analytical-Chem_NY_Salicylic Acid USP
7A4OK459 | Related Compounds | Impurity | USP |  | 0.05 | % | FDA,4 |  | CHE SALICYLIC ACID USP | Analytical-Chem_NY_Salicylic Acid USP
7A4OK459 | Related Compounds | Related Compound B | USP |  | 0.05 | % | FDA,4 |  | CHE SALICYLIC ACID USP | Analytical-Chem_NY_Salicylic Acid USP
7A4OK459 | Related Compounds | Total Impurities | USP |  | 0.2 | % | FDA,4 |  | CHE SALICYLIC ACID USP | Analytical-Chem_NY_Salicylic Acid USP
7A4OK459 | Related Compounds | Phenol | USP |  | 0.01 | % | FDA,4 |  | CHE SALICYLIC ACID USP | Analytical-Chem_NY_Salicylic Acid USP
7A4OK459 | Assay | Assay | USP/NF | 98 | 102 | % | FDA,1 |  | CHE SALICYLIC ACID USP | Analytical-Chem_NY_Salicylic Acid USP
7A4OK459 | Identification A | Identification A | USP/NF |  |  |  |  | Passes Test (Done) | CHE SALICYLIC ACID USP | Analytical-Chem_NY_Salicylic Acid USP
7A4OK459 | Identification B | Identification B | USP/NF |  |  |  |  | Passes Test (Done) | CHE SALICYLIC ACID USP | Analytical-Chem_NY_Salicylic Acid USP
7A4OM002 | Certificate of Analysis | Certificate of Analysis | Default |  |  |  |  | CofA meets specifications (Done) | Dissolvine GL-47-S | Analytical - Chem_NY_ Dissolvine GL-47-S
7A4OM002 | pH | pH (1% w/v aqueous solution) | TM 200 | 11 | 11.8 |  | FDA,1 |  | Dissolvine GL-47-S | Analytical - Chem_NY_ Dissolvine GL-47-S
7A4OM002 | Chemical Inspection | Contamination | TM 208 |  |  |  |  | None (Done) | Dissolvine GL-47-S | Analytical - Chem_NY_ Dissolvine GL-47-S
7A4OM002 | Chemical Inspection | Odor | TM 208 |  |  |  |  | Characteristic (Done) | Dissolvine GL-47-S | Analytical - Chem_NY_ Dissolvine GL-47-S
7A4OM002 | Chemical Inspection | Color | TM 208 |  |  |  |  | Characteristic (Done) | Dissolvine GL-47-S | Analytical - Chem_NY_ Dissolvine GL-47-S
7A4OM002 | Chemical Inspection | Appearance | TM 208 |  |  |  |  | Clear Liquid (Done) | Dissolvine GL-47-S | Analytical - Chem_NY_ Dissolvine GL-47-S
7A4OM002 | Identification | IR Identification (TM 411) | TM 411 |  |  |  |  | Matches that of the Reference Standard (Done) | Dissolvine GL-47-S | Analytical - Chem_NY_ Dissolvine GL-47-S
7A4OP065 | Certificate of Analysis | Certificate of Analysis | Default |  |  |  |  | CofA meets specifications (Done) | Fragrance Plaisir Gourmand 23 | Analytical - Chem_NY_ Fragrance Plaisir Gourmand 23
7A4OP065 | Chemical Inspection | Appearance | TM 208 |  |  |  |  | Clear Liquid (Done) | Fragrance Plaisir Gourmand 23 | Analytical - Chem_NY_ Fragrance Plaisir Gourmand 23
7A4OP065 | Chemical Inspection | Contamination | TM 208 |  |  |  |  | None (Done) | Fragrance Plaisir Gourmand 23 | Analytical - Chem_NY_ Fragrance Plaisir Gourmand 23
7A4OP065 | Chemical Inspection | Color | TM 208 |  |  |  |  | Pale Yellow to Yellow (Done) | Fragrance Plaisir Gourmand 23 | Analytical - Chem_NY_ Fragrance Plaisir Gourmand 23
7A4OP065 | Chemical Inspection | Odor | TM 208 |  |  |  |  | Match standard (Done) | Fragrance Plaisir Gourmand 23 | Analytical - Chem_NY_ Fragrance Plaisir Gourmand 23
7A4OP065 | Identification | IR Identification | TM 411 |  |  |  |  | To match standard. (Done) | Fragrance Plaisir Gourmand 23 | Analytical - Chem_NY_ Fragrance Plaisir Gourmand 23
7A4OP073 | Certificate of Analysis | Certificate of Analysis | Default |  |  |  |  | CofA meets specifications (Done) | Fragrance Bali Leia 5 | Analytical - Chem_NY_Fragrance Bali Leia 5
7A4OP073 | Chemical Inspection | Appearance | TM 208 |  |  |  |  | Liquid (Done) | Fragrance Bali Leia 5 | Analytical - Chem_NY_Fragrance Bali Leia 5
7A4OP073 | Chemical Inspection | Contamination | TM 208 |  |  |  |  | None (Done) | Fragrance Bali Leia 5 | Analytical - Chem_NY_Fragrance Bali Leia 5
7A4OP073 | Chemical Inspection | Odor | TM 208 |  |  |  |  | Match standard (Done) | Fragrance Bali Leia 5 | Analytical - Chem_NY_Fragrance Bali Leia 5
7A4OP073 | Chemical Inspection | Color | TM 208 |  |  |  |  | Dark yellow to lemon yellow (Done) | Fragrance Bali Leia 5 | Analytical - Chem_NY_Fragrance Bali Leia 5
7A4OP073 | Identification | IR Identification (TM 411) | TM 411 |  |  |  |  | Matches that of the Reference Standard (Done) | Fragrance Bali Leia 5 | Analytical - Chem_NY_Fragrance Bali Leia 5
7A4OP081 | Certificate of Analysis | Certificate of Analysis | Default |  |  |  |  | CofA meets specifications (Done) | Fragrance SC 2705 LF | Analytical - Chem_NY_Fragrance SC 2705 LF
7A4OP081 | Chemical Inspection | Odor | TM 208 |  |  |  |  | Match standard (Done) | Fragrance SC 2705 LF | Analytical - Chem_NY_Fragrance SC 2705 LF
7A4OP081 | Chemical Inspection | Color | TM 208 |  |  |  |  | Colorless to very light yellow (Done) | Fragrance SC 2705 LF | Analytical - Chem_NY_Fragrance SC 2705 LF
7A4OP081 | Chemical Inspection | Appearance | TM 208 |  |  |  |  | Liquid (Done) | Fragrance SC 2705 LF | Analytical - Chem_NY_Fragrance SC 2705 LF
7A4OP081 | Chemical Inspection | Contamination | TM 208 |  |  |  |  | None (Done) | Fragrance SC 2705 LF | Analytical - Chem_NY_Fragrance SC 2705 LF
7A4OP081 | Identification | IR Identification (TM 411) | TM 411 |  |  |  |  | Matches that of the Reference Standard (Done) | Fragrance SC 2705 LF | Analytical - Chem_NY_Fragrance SC 2705 LF
7A4OP093 | Certificate of Analysis | Certificate of Analysis | Default |  |  |  |  | CofA meets specifications (Done) | Essential Oil 27A Fragrance | Analytical - Chem_NY_Essential Oil 27A Fragrance
7A4OP093 | Chemical Inspection | Appearance | TM 208 |  |  |  |  | Liquid (Done) | Essential Oil 27A Fragrance | Analytical - Chem_NY_Essential Oil 27A Fragrance
7A4OP093 | Chemical Inspection | Contamination | TM 208 |  |  |  |  | None (Done) | Essential Oil 27A Fragrance | Analytical - Chem_NY_Essential Oil 27A Fragrance
7A4OP093 | Chemical Inspection | Color | TM 208 |  |  |  |  | Amber (Done) | Essential Oil 27A Fragrance | Analytical - Chem_NY_Essential Oil 27A Fragrance
7A4OP093 | Chemical Inspection | Odor | TM 208 |  |  |  |  | Match standard (Done) | Essential Oil 27A Fragrance | Analytical - Chem_NY_Essential Oil 27A Fragrance
7A4OP093 | Identification | IR Identification (TM 411) | TM 411 |  |  |  |  | Matches that of the Reference Standard (Done) | Essential Oil 27A Fragrance | Analytical - Chem_NY_Essential Oil 27A Fragrance
7A4OP113 | Certificate of Analysis | Certificate of Analysis | Default |  |  |  |  | CofA meets specifications (Done) | Vitis Vinifera (Grape) Fruit Water | Analytical-Chem_NY_Vitis Vinifera (Grape) Fruit Water_01
7A4OP113 | pH | pH | TM 200 | 2.5 | 6 |  | FDA,1 |  | Vitis Vinifera (Grape) Fruit Water | Analytical-Chem_NY_Vitis Vinifera (Grape) Fruit Water_01
7A4OP113 | Chemical Inspection | Appearance | TM 208 |  |  |  |  | Clear to slightly cloudy liquid (Done) | Vitis Vinifera (Grape) Fruit Water | Analytical-Chem_NY_Vitis Vinifera (Grape) Fruit Water_01
7A4OP113 | Chemical Inspection | Odor | TM 208 |  |  |  |  | Characteristic (Done) | Vitis Vinifera (Grape) Fruit Water | Analytical-Chem_NY_Vitis Vinifera (Grape) Fruit Water_01
7A4OP113 | Chemical Inspection | Contamination | TM 208 |  |  |  |  | None (Done) | Vitis Vinifera (Grape) Fruit Water | Analytical-Chem_NY_Vitis Vinifera (Grape) Fruit Water_01
7A4OP113 | Chemical Inspection | Color | TM 208 |  |  |  |  | Colorless (Done) | Vitis Vinifera (Grape) Fruit Water | Analytical-Chem_NY_Vitis Vinifera (Grape) Fruit Water_01
7A4OP197 | Certificate of Analysis | Certificate of Analysis | Default |  |  |  |  | CofA meets specifications (Done) | D-Panthenol 75W | Analytical-Chem_NY_D-Panthenol 75W_01
7A4OP197 | pH | pH | TM 200 | 6 | 7.5 |  | FDA,1 |  | D-Panthenol 75W | Analytical-Chem_NY_D-Panthenol 75W_01
7A4OP197 | Refractive Index at 20°C | Refractive Index at 20°C | TM 204 | 1.466 | 1.475 |  | FDA,3 |  | D-Panthenol 75W | Analytical-Chem_NY_D-Panthenol 75W_01
7A4OP197 | Chemical Inspection | Contamination | TM 208 |  |  |  |  | None (Done) | D-Panthenol 75W | Analytical-Chem_NY_D-Panthenol 75W_01
7A4OP197 | Chemical Inspection | Odor | TM 208 |  |  |  |  | Match standard (Done) | D-Panthenol 75W | Analytical-Chem_NY_D-Panthenol 75W_01
7A4OP197 | Chemical Inspection | Color | TM 208 |  |  |  |  | Slightly Yellowish or Colorless (Done) | D-Panthenol 75W | Analytical-Chem_NY_D-Panthenol 75W_01
7A4OP197 | Chemical Inspection | Appearance | TM 208 |  |  |  |  | Clear Liquid (Done) | D-Panthenol 75W | Analytical-Chem_NY_D-Panthenol 75W_01
7A4OP197 | Identification | IR Identification | TM 411 |  |  |  |  | To match standard. (Done) | D-Panthenol 75W | Analytical-Chem_NY_D-Panthenol 75W_01
7A4OP205 | Certificate of Analysis | Certificate of Analysis | Default |  |  |  |  | CofA meets specifications (Done) | Cucumis Sativus (Cucumber) Fruit Rxtract | Analytical - Chem_NY_Cucumis Sativus Fruit Extract
7A4OP205 | Chemical Inspection | Contamination | TM 208 |  |  |  |  | None (Done) | Cucumis Sativus (Cucumber) Fruit Rxtract | Analytical - Chem_NY_Cucumis Sativus Fruit Extract
7A4OP205 | Chemical Inspection | Odor | TM 208 |  |  |  |  | Match standard (Done) | Cucumis Sativus (Cucumber) Fruit Rxtract | Analytical - Chem_NY_Cucumis Sativus Fruit Extract
7A4OP205 | Chemical Inspection | Color | TM 208 |  |  |  |  | Colorless to pale yellow (Done) | Cucumis Sativus (Cucumber) Fruit Rxtract | Analytical - Chem_NY_Cucumis Sativus Fruit Extract
7A4OP205 | Chemical Inspection | Appearance | TM 208 |  |  |  |  | Transparent Liquid to slightly Turbid (Done) | Cucumis Sativus (Cucumber) Fruit Rxtract | Analytical - Chem_NY_Cucumis Sativus Fruit Extract
7A4OP205 | Identification | IR Identification (TM 411) | TM 411 |  |  |  |  | Matches that of the Reference Standard (Done) | Cucumis Sativus (Cucumber) Fruit Rxtract | Analytical - Chem_NY_Cucumis Sativus Fruit Extract
7A4OP345 | Certificate of Analysis | Certificate of Analysis | Default |  |  |  |  | CofA meets specifications (Done) | CHE ACB BIO-CHELATE | Analytical - Chem_195A
7A4OP345 | pH as is | pH | TM 200 | 3.5 | 4.5 |  | FDA,1 |  | CHE ACB BIO-CHELATE | Analytical - Chem_195A
7A4OP345 | Chemical Inspection | Color | TM 208 |  |  |  |  | Light green/amber (Done) | CHE ACB BIO-CHELATE | Analytical - Chem_195A
7A4OP345 | Chemical Inspection | Contamination | TM 208 |  |  |  |  | None (Done) | CHE ACB BIO-CHELATE | Analytical - Chem_195A
7A4OP345 | Chemical Inspection | Odor | TM 208 |  |  |  |  | Characteristic (Done) | CHE ACB BIO-CHELATE | Analytical - Chem_195A
7A4OP345 | Chemical Inspection | Appearance | TM 208 |  |  |  |  | Hazy liquid (Done) | CHE ACB BIO-CHELATE | Analytical - Chem_195A
7A4OP345 | Identification | IR Identification | TM 411 |  |  |  |  | Close Match to Standard Sample or Spectrum (Done) | CHE ACB BIO-CHELATE | Analytical - Chem_195A
7A4OP448 | Certificate of Analysis | Certificate of Analysis | Default |  |  |  |  | CofA meets specifications (Done) | Fresh Scent Type #2 Fragrance | Analytical - Chem_208A
7A4OP448 | Certificate of Analysis | Certificate of Analysis | Default |  |  |  |  | CofA meets specifications (Done) | Fresh Scent Type #2 Fragrance | Analytical - Chem_197A
7A4OP448 | pH | pH (10% in water) | TM 200 | 9 | 11 |  | FDA,1 |  | Fresh Scent Type #2 Fragrance | Analytical - Chem_197A
7A4OP448 | Specific Gravity at 25�C | SG | TM 202 | 0.9694 | 0.9894 |  | FDA,4 |  | Fresh Scent Type #2 Fragrance | Analytical - Chem_208A
7A4OP448 | Refractive Index at 25�C | Refractive Index | TM 204 | 1.4655 | 1.4855 |  | FDA,4 |  | Fresh Scent Type #2 Fragrance | Analytical - Chem_208A
7A4OP448 | Chemical Inspection | Contamination | TM 208 |  |  |  |  | None (Done) | Fresh Scent Type #2 Fragrance | Analytical - Chem_208A
7A4OP448 | Chemical Inspection | Appearance | TM 208 |  |  |  |  | Clear to pale yellow liquid (Done) | Fresh Scent Type #2 Fragrance | Analytical - Chem_208A
7A4OP448 | Chemical Inspection | Odor | TM 208 |  |  |  |  | Fresh Bouquet (Done) | Fresh Scent Type #2 Fragrance | Analytical - Chem_208A
7A4OP448 | Chemical Inspection | Odor | TM 208 |  |  |  |  | Fatty odor (Done) | Fresh Scent Type #2 Fragrance | Analytical - Chem_197A
7A4OP448 | Chemical Inspection | Appearance | TM 208 |  |  |  |  | Clear Liquid (Done) | Fresh Scent Type #2 Fragrance | Analytical - Chem_197A
7A4OP448 | Chemical Inspection | Color | TM 208 |  |  |  |  | Yellow (Done) | Fresh Scent Type #2 Fragrance | Analytical - Chem_197A
7A4OP448 | Chemical Inspection | Contamination | TM 208 |  |  |  |  | None (Done) | Fresh Scent Type #2 Fragrance | Analytical - Chem_197A
7A4OP448 | Chemical Inspection | TM 230 | TM 230 | 0 | 3 |  | FDA,1 |  | Fresh Scent Type #2 Fragrance | Analytical - Chem_197A
7A4OP448 | Identification | IR Identification | TM 411 |  |  |  |  | Close Match to Standard Sample or Spectrum (Done) | Fresh Scent Type #2 Fragrance | Analytical - Chem_208A
7A4OP448 | Identification | IR Identification | TM 411 |  |  |  |  | Close Match to Standard Sample or Spectrum (Done) | Fresh Scent Type #2 Fragrance | Analytical - Chem_197A
7A4OP567 | pH | pH (1%) in 10:6 IPA: H2O | TM 200 | 6.5 | 8 |  | FDA,1 |  | Surfonic L12-6 Surfactant | Analytical-Chem_NY_Surfonic L12-6_Surfactant
7A4OP567 | Chemical Inspection | Contamination | TM 208 |  |  |  |  | None (Done) | Surfonic L12-6 Surfactant | Analytical-Chem_NY_Surfonic L12-6_Surfactant
7A4OP567 | Chemical Inspection | Color | TM 208 |  |  |  |  | Colorless to Slightly Yellow (Done) | Surfonic L12-6 Surfactant | Analytical-Chem_NY_Surfonic L12-6_Surfactant
7A4OP567 | Chemical Inspection | Appearance | TM 208 |  |  |  |  | Clear to slightly turbid, free of suspended matter (Done) | Surfonic L12-6 Surfactant | Analytical-Chem_NY_Surfonic L12-6_Surfactant
7A4OP567 | Chemical Inspection | Odor | TM 208 |  |  |  |  | To match standard (Done) | Surfonic L12-6 Surfactant | Analytical-Chem_NY_Surfonic L12-6_Surfactant
7A4OP567 | Certificate of Analysis | Certificate of Analysis | [5 empty] | CofA meets specifications (Done) | Surfonic L12-6 Surfactant | Analytical-Chem_NY_Surfonic L12-6_Surfactant
7A4OP601 | Certificate of Analysis | Certificate of Analysis | Default |  |  |  |  | CofA meets specifications (Done) | Tegosoft LSE 65 K Soft | Analytical - Chem_NY_Tegosoft LSE 65 K Soft
7A4OQ028 | Certificate of Analysis | Certificate of Analysis | Default |  |  |  |  | CofA meets specifications (Done) | Emulgin VL-75 | Analytical-Chem_NY_Emulgin VL-75
7A4OQ028 | pH as is | pH | TM 200 | 5 | 6 |  | FDA,1 |  | Emulgin VL-75 | Analytical-Chem_NY_Emulgin VL-75
7A4OQ028 | Chemical Inspection | Odor | TM 208 |  |  |  |  | Match standard (Done) | Emulgin VL-75 | Analytical-Chem_NY_Emulgin VL-75
7A4OQ028 | Chemical Inspection | Appearance | TM 208 |  |  |  |  | Clear to slightly Turbid (Done) | Emulgin VL-75 | Analytical-Chem_NY_Emulgin VL-75
7A4OQ028 | Chemical Inspection | Contamination | TM 208 |  |  |  |  | None (Done) | Emulgin VL-75 | Analytical-Chem_NY_Emulgin VL-75
7A4OQ028 | Chemical Inspection | Color | TM 208 |  |  |  |  | Yellowish Liquid (Done) | Emulgin VL-75 | Analytical-Chem_NY_Emulgin VL-75
7A4OQ028 | Identification | IR Identification | TM 411 |  |  |  |  | Close Match to Standard Sample or Spectrum (Done) | Emulgin VL-75 | Analytical-Chem_NY_Emulgin VL-75
7A4OQ084 | Certificate of Analysis | Certificate of Analysis | Default |  |  |  |  | CofA meets specifications (Done) | Versene 100 | Analytical - Chem_23A
7A4OQ084 | Chemical Inspection | Color | TM 208 |  |  |  |  | None or Pale Straw (Done) | Versene 100 | Analytical - Chem_23A
7A4OQ084 | Chemical Inspection | Appearance | TM 208 |  |  |  |  | Clear Liquid (Done) | Versene 100 | Analytical - Chem_23A
7A4OQ084 | Chemical Inspection | Odor | TM 208 |  |  |  |  | Little or no distinguisable odor (Done) | Versene 100 | Analytical - Chem_23A
7A4OQ084 | Chemical Inspection | Contamination | TM 208 |  |  |  |  | None (Done) | Versene 100 | Analytical - Chem_23A
7A4OQ084 | Identification | IR Identification | TM 411 |  |  |  |  | Close Match to Standard Sample or Spectrum (Done) | Versene 100 | Analytical - Chem_23A
7A4OQ132 | Certificate of Analysis | Certificate of Analysis | Default |  |  |  |  | CofA meets specifications (Done) | Triton X-100 | Analytical - Chem_25A
7A4OQ132 | Chemical Inspection | Contamination | TM 208 |  |  |  |  | None (Done) | Triton X-100 | Analytical - Chem_25A
7A4OQ132 | Chemical Inspection | Appearance | TM 208 |  |  |  |  | Transparent liquid (Done) | Triton X-100 | Analytical - Chem_25A
7A4OQ132 | Chemical Inspection | Odor | TM 208 |  |  |  |  | Mild (Done) | Triton X-100 | Analytical - Chem_25A
7A4OQ132 | Chemical Inspection | Color | TM 208 |  |  |  |  | Colorless to pale yellow (Done) | Triton X-100 | Analytical - Chem_25A
7A4OQ132 | Identification | IR Identification | TM 411 |  |  |  |  | Close Match to Standard Sample or Spectrum (Done) | Triton X-100 | Analytical - Chem_25A
7A4OQ229 | Certificate of Analysis | Certificate of Analysis | Default |  |  |  |  | CofA meets specifications (Done) | Trisodium Citrate Dihydrate, USP | Analytical - Chem_NY_Witch Hazel
7A4OQ229 | Certificate of Analysis | Certificate of Analysis | NA |  |  |  |  | CofA meets specifications (Done) | Trisodium Citrate Dihydrate, USP | Analytical - Chem_Trisodium Citrate Dihydrate USP
7A4OQ229 | Specific Gravity at 25�C | SG | TM 202 | 0.979 | 0.983 |  | FDA,3 |  | Trisodium Citrate Dihydrate, USP | Analytical - Chem_NY_Witch Hazel
7A4OQ229 | Chemical Inspection | Odor | TM 208 |  |  |  |  | Odorless (Done) | Trisodium Citrate Dihydrate, USP | Analytical - Chem_Trisodium Citrate Dihydrate USP
7A4OQ229 | Chemical Inspection | Color | TM 208 |  |  |  |  | White (Done) | Trisodium Citrate Dihydrate, USP | Analytical - Chem_Trisodium Citrate Dihydrate USP
7A4OQ229 | Chemical Inspection | Appearance | TM 208 |  |  |  |  | Fine granular (Done) | Trisodium Citrate Dihydrate, USP | Analytical - Chem_Trisodium Citrate Dihydrate USP
7A4OQ229 | Chemical Inspection | Contamination | TM 208 |  |  |  |  | None (Done) | Trisodium Citrate Dihydrate, USP | Analytical - Chem_Trisodium Citrate Dihydrate USP
7A4OQ229 | Chemical Inspection | Color | TM 208 |  |  |  |  | Colorless (Done) | Trisodium Citrate Dihydrate, USP | Analytical - Chem_NY_Witch Hazel
7A4OQ229 | Chemical Inspection | Contamination | TM 208 |  |  |  |  | None (Done) | Trisodium Citrate Dihydrate, USP | Analytical - Chem_NY_Witch Hazel
7A4OQ229 | Chemical Inspection | Odor | TM 208 |  |  |  |  | Characteristic witch hazel, free from acetous odor (Done) | Trisodium Citrate Dihydrate, USP | Analytical - Chem_NY_Witch Hazel
7A4OQ229 | Chemical Inspection | Appearance | TM 208 |  |  |  |  | Clear Liquid (Done) | Trisodium Citrate Dihydrate, USP | Analytical - Chem_NY_Witch Hazel
7A4OQ229 | Identification | IR Identification | TM 411 |  |  |  |  | Close Match to Standard Sample or Spectrum (Done) | Trisodium Citrate Dihydrate, USP | Analytical - Chem_Trisodium Citrate Dihydrate USP
7A4OQ229 | Nonvolatile Residue | Total non-volatile reside (calc) | USP |  | 25 | mg/100 mL | FDA,0 |  | Trisodium Citrate Dihydrate, USP | Analytical - Chem_NY_Witch Hazel
7A4OQ229 | Nonvolatile Residue | End Weight (g) | USP |  |  | g | FDA,0 |  | Trisodium Citrate Dihydrate, USP | Analytical - Chem_NY_Witch Hazel
7A4OQ229 | Nonvolatile Residue | Start Weight (g) | USP |  |  | g | FDA,0 |  | Trisodium Citrate Dihydrate, USP | Analytical - Chem_NY_Witch Hazel
7A4OQ229 | pH as is | pH | USP <791> | 3 | 5 |  | FDA,1 |  | Trisodium Citrate Dihydrate, USP | Analytical - Chem_NY_Witch Hazel
7A4OQ260 | Certificate of Analysis | Certificate of Analysis | Default |  |  |  |  | CofA meets specifications (Done) | Adult Wipe Fragrance | Analytical - Chem_29A
7A4OQ260 | Specific Gravity at 25�C | SG | TM 202 | 0.954 | 0.974 |  | FDA,3 |  | Adult Wipe Fragrance | Analytical - Chem_29A
7A4OQ260 | Refractive Index at 25�C | Refractive Index | TM 204 | 1.464 | 1.484 |  | FDA,3 |  | Adult Wipe Fragrance | Analytical - Chem_29A
7A4OQ260 | Chemical Inspection | Odor | TM 208 |  |  |  |  | Powder Rose (Done) | Adult Wipe Fragrance | Analytical - Chem_29A
7A4OQ260 | Chemical Inspection | Color | TM 208 |  |  |  |  | Colorless to pale yellow (Done) | Adult Wipe Fragrance | Analytical - Chem_29A
7A4OQ260 | Chemical Inspection | Contamination | TM 208 |  |  |  |  | None (Done) | Adult Wipe Fragrance | Analytical - Chem_29A
7A4OQ260 | Chemical Inspection | Appearance | TM 208 |  |  |  |  | Clear Liquid (Done) | Adult Wipe Fragrance | Analytical - Chem_29A
7A4OQ260 | Identification | IR Identification | TM 411 |  |  |  |  | Close Match to Standard Sample or Spectrum (Done) | Adult Wipe Fragrance | Analytical - Chem_29A
7A4OQ518 | Certificate of Analysis | Certificate of Analysis | Default |  |  |  |  | CofA meets specifications (Done) | BTC 2125M-50% Maquat MQ2525M-50% Barquat 4250Z | Analytical - Chem_31A
7A4OQ518 | pH | pH (10% Solution) | TM 200 | 6 | 9 |  | FDA,1 |  | BTC 2125M-50% Maquat MQ2525M-50% Barquat 4250Z | Analytical - Chem_31A
7A4OQ518 | Chemical Inspection | Odor | TM 208 |  |  |  |  | Pleasant almond (Done) | BTC 2125M-50% Maquat MQ2525M-50% Barquat 4250Z | Analytical - Chem_31A
7A4OQ518 | Chemical Inspection | Appearance | TM 208 |  |  |  |  | Clear viscous liquid (Done) | BTC 2125M-50% Maquat MQ2525M-50% Barquat 4250Z | Analytical - Chem_31A
7A4OQ518 | Chemical Inspection | Contamination | TM 208 |  |  |  |  | None (Done) | BTC 2125M-50% Maquat MQ2525M-50% Barquat 4250Z | Analytical - Chem_31A
7A4OQ518 | Chemical Inspection | Color | TM 208 |  |  |  |  | Colorless to light straw (Done) | BTC 2125M-50% Maquat MQ2525M-50% Barquat 4250Z | Analytical - Chem_31A
7A4OQ518 | Assay | Assay | TM 301/434 | 50 | 54 | % | FDA,1 |  | BTC 2125M-50% Maquat MQ2525M-50% Barquat 4250Z | Analytical - Chem_31A
7A4OQ518 | Assay | Assay Final | TM 301/434 | 50 | 54 | % | FDA,1 |  | BTC 2125M-50% Maquat MQ2525M-50% Barquat 4250Z | Analytical - Chem_31A
7A4OQ890 | Certificate of Analysis | Certificate of Analysis | Default |  |  |  |  | CofA meets specifications (Done) | Sodium Metasilicate Pentahydrate | Analytical - Chem_34A
7A4OQ890 | Chemical Inspection | Contamination | TM 208 |  |  |  |  | None (Done) | Sodium Metasilicate Pentahydrate | Analytical - Chem_34A
7A4OQ890 | Chemical Inspection | Appearance | TM 208 |  |  |  |  | Granular Powder (Done) | Sodium Metasilicate Pentahydrate | Analytical - Chem_34A
7A4OQ890 | Chemical Inspection | Odor | TM 208 |  |  |  |  | Odorless (Done) | Sodium Metasilicate Pentahydrate | Analytical - Chem_34A
7A4OQ890 | Chemical Inspection | Color | TM 208 |  |  |  |  | White (Done) | Sodium Metasilicate Pentahydrate | Analytical - Chem_34A
7A4OS407 | Certificate of Analysis | Certificate of Analysis | Default |  |  |  |  | CofA meets specifications (Done) | Solumed Isopropyl Alcohol 99% USP | Analytical - Chem_NY_Solumed Isopropyl Alcohol 99% USP
7A4OS407 | Chemical Inspection | Description | ORGANOLEPTIC |  |  |  |  | Transparent, colorless, mobile, volatile liquid (Done) | Solumed Isopropyl Alcohol 99% USP | Analytical - Chem_NY_Solumed Isopropyl Alcohol 99% USP
7A4OS407 | Nonvolatile Residue | End Weight (g) | USP |  |  | g | FDA,4 |  | Solumed Isopropyl Alcohol 99% USP | Analytical - Chem_NY_Solumed Isopropyl Alcohol 99% USP
7A4OS407 | Nonvolatile Residue | Start Weight (g) | USP |  |  | g | FDA,4 |  | Solumed Isopropyl Alcohol 99% USP | Analytical - Chem_NY_Solumed Isopropyl Alcohol 99% USP
7A4OS407 | Nonvolatile Residue | Nonvolatile Residue (calc) | USP |  | 0.005 | % | FDA,3 |  | Solumed Isopropyl Alcohol 99% USP | Analytical - Chem_NY_Solumed Isopropyl Alcohol 99% USP
7A4OS407 | Nonvolatile Residue | Nonvolatile Residue Final (calc) | USP |  | 0.005 | % | FDA,3 |  | Solumed Isopropyl Alcohol 99% USP | Analytical - Chem_NY_Solumed Isopropyl Alcohol 99% USP
7A4OS407 | Nonvolatile Residue | Weight of Residue (g) | USP |  |  | g | FDA,4 |  | Solumed Isopropyl Alcohol 99% USP | Analytical - Chem_NY_Solumed Isopropyl Alcohol 99% USP
7A4OS407 | Assay | Assay | USP | 99 |  | % | FDA,1 |  | Solumed Isopropyl Alcohol 99% USP | Analytical - Chem_NY_Solumed Isopropyl Alcohol 99% USP
7A4OS407 | Assay | Assay Final | USP | 99 |  | % | FDA,1 |  | Solumed Isopropyl Alcohol 99% USP | Analytical - Chem_NY_Solumed Isopropyl Alcohol 99% USP
7A4OS407 | Acidity | Titrant Start Volume (mL) | USP |  |  | mL | FDA,2 |  | Solumed Isopropyl Alcohol 99% USP | Analytical - Chem_NY_Solumed Isopropyl Alcohol 99% USP
7A4OS407 | Acidity | Titrant End Volume (mL) | USP |  |  | mL | FDA,2 |  | Solumed Isopropyl Alcohol 99% USP | Analytical - Chem_NY_Solumed Isopropyl Alcohol 99% USP
7A4OS407 | Acidity | Acidity (calc) | USP |  | 0.7 | mL | FDA,2 |  | Solumed Isopropyl Alcohol 99% USP | Analytical - Chem_NY_Solumed Isopropyl Alcohol 99% USP
7A4OS407 | Acidity | Acidity Final (Calc) | USP |  | 0.7 | mL | FDA,2 |  | Solumed Isopropyl Alcohol 99% USP | Analytical - Chem_NY_Solumed Isopropyl Alcohol 99% USP
7A4OS407 | Refractive Index at 20°C | Refractive Index at 20°C | USP | 1.376 | 1.378 |  | FDA,3 |  | Solumed Isopropyl Alcohol 99% USP | Analytical - Chem_NY_Solumed Isopropyl Alcohol 99% USP
7A4OS407 | Identification | IR Identification | USP <197F> |  |  |  |  | IR conform to standard (Done) | Solumed Isopropyl Alcohol 99% USP | Analytical - Chem_NY_Solumed Isopropyl Alcohol 99% USP
7A4OS407 | Specific Gravity at 25�C | SG | USP/NF <841> | 0.783 | 0.787 |  | FDA,3 |  | Solumed Isopropyl Alcohol 99% USP | Analytical - Chem_NY_Solumed Isopropyl Alcohol 99% USP
7A4OS411 | Certificate of Analysis | Certificate of Analysis | Default |  |  |  |  | CofA meets specifications (Done) | Povidone Iodine Powder USP/NF | Analytical - Chem_36A
7A4OS411 | Chemical Inspection | Color | TM 208 |  |  |  |  | Brownish-Red (Done) | Povidone Iodine Powder USP/NF | Analytical - Chem_36A
7A4OS411 | Chemical Inspection | Odor | TM 208 |  |  |  |  | Characteristic (Done) | Povidone Iodine Powder USP/NF | Analytical - Chem_36A
7A4OS411 | Chemical Inspection | Appearance | TM 208 |  |  |  |  | Free Flowing Powder (Done) | Povidone Iodine Powder USP/NF | Analytical - Chem_36A
7A4OS411 | Chemical Inspection | Contamination | TM 208 |  |  |  |  | None (Done) | Povidone Iodine Powder USP/NF | Analytical - Chem_36A
7A4OS411 | Assay | Assay on Dried Basis | USP | 9 | 12 | % | FDA,1 |  | Povidone Iodine Powder USP/NF | Analytical - Chem_36A
7A4OS411 | Assay | Assay as is Final (Without Drying) | USP |  |  | % | FDA,1 |  | Povidone Iodine Powder USP/NF | Analytical - Chem_36A
7A4OS411 | Assay | Assay as is (Without Drying) | USP |  |  | % | FDA,1 |  | Povidone Iodine Powder USP/NF | Analytical - Chem_36A
7A4OS411 | Assay | Assay on Dried Basis Final | USP | 9 | 12 | % | FDA,1 |  | Povidone Iodine Powder USP/NF | Analytical - Chem_36A
7A4OS411 | Loss on Drying | Loss on Drying | USP |  | 8 | % | FDA,1 |  | Povidone Iodine Powder USP/NF | Analytical - Chem_36A
7A4OS411 | Loss on Drying | Loss on Drying Final | USP |  | 8 | % | FDA,1 |  | Povidone Iodine Powder USP/NF | Analytical - Chem_36A
7A4OU351 | Certificate of Analysis | Certificate of Analysis (ELLI) | NA |  |  |  |  | COA Meets Specification (Done) | Dehydrated Alcohol USP | Analytical-Chem_NY_Dehydrated Alcohol USP
7A4OU351 | Certificate of Analysis | Certificate of Analysis | NA |  |  |  |  | CofA meets specifications (Done) | Dehydrated Alcohol USP | Analytical-Chem_NY_Dehydrated Alcohol USP
7A4OU351 | Specific Gravity @ 15.56°C/ 60° F | Specific Gravity @ 15.56°C | TM 202 |  | 0.7962 |  | FDA,4 |  | Dehydrated Alcohol USP | Analytical-Chem_NY_Dehydrated Alcohol USP
7A4OU351 | Chemical Inspection | Contamination | TM 208 |  |  |  |  | None (Done) | Dehydrated Alcohol USP | Analytical-Chem_NY_Dehydrated Alcohol USP
7A4OU351 | Chemical Inspection | Appearance | TM 208 |  |  |  |  | Clear Liquid (Done) | Dehydrated Alcohol USP | Analytical-Chem_NY_Dehydrated Alcohol USP
7A4OU351 | Chemical Inspection | Odor | TM 208 |  |  |  |  | Alcohol (Done) | Dehydrated Alcohol USP | Analytical-Chem_NY_Dehydrated Alcohol USP
7A4OU351 | Chemical Inspection | Color | TM 208 |  |  |  |  | Clear to Colorless and Match standard (Done) | Dehydrated Alcohol USP | Analytical-Chem_NY_Dehydrated Alcohol USP
7A4OU351 | Identification | IR Identification (TM 411) | TM 411 |  |  |  |  | Compare to reference Standard (Done) | Dehydrated Alcohol USP | Analytical-Chem_NY_Dehydrated Alcohol USP
7A4OU555 | Certificate of Analysis | Certificate of Analysis | Default |  |  |  |  | CofA meets specifications (Done) | Phenylephrine HCL, USP | Analytical-Chem_NY_Phenylephrine HCL
7A4OU555 | Certificate of Analysis | Certificate of Analysis | Default |  |  |  |  | CofA meets specifications (Done) | Phenylephrine HCL, USP | Analytical-Chem_NY_Phenylephrine Reduced
7A4OU555 | Chemical Inspection | Color | TM 208 |  |  |  |  | White to almost white (Done) | Phenylephrine HCL, USP | Analytical-Chem_NY_Phenylephrine HCL
7A4OU555 | Chemical Inspection | Appearance | TM 208 |  |  |  |  | Crystalline Powder or Crystals (Done) | Phenylephrine HCL, USP | Analytical-Chem_NY_Phenylephrine HCL
7A4OU555 | Chemical Inspection | Contamination | TM 208 |  |  |  |  | None (Done) | Phenylephrine HCL, USP | Analytical-Chem_NY_Phenylephrine HCL
7A4OU555 | Chemical Inspection | Odor | TM 208 |  |  |  |  | Match standard (Done) | Phenylephrine HCL, USP | Analytical-Chem_NY_Phenylephrine HCL
7A4OU555 | Chemical Inspection | Appearance | TM 208 |  |  |  |  | Crystalline Powder or Crystals (Done) | Phenylephrine HCL, USP | Analytical-Chem_NY_Phenylephrine Reduced
7A4OU555 | Chemical Inspection | Odor | TM 208 |  |  |  |  | Match standard (Done) | Phenylephrine HCL, USP | Analytical-Chem_NY_Phenylephrine Reduced
7A4OU555 | Chemical Inspection | Contamination | TM 208 |  |  |  |  | None (Done) | Phenylephrine HCL, USP | Analytical-Chem_NY_Phenylephrine Reduced
7A4OU555 | Chemical Inspection | Color | TM 208 |  |  |  |  | White to almost white (Done) | Phenylephrine HCL, USP | Analytical-Chem_NY_Phenylephrine Reduced
7A4OU555 | Identification | IR Identification (TM 411) | TM 411 |  |  |  |  | Close Match to Standard Sample or Spectrum (Done) | Phenylephrine HCL, USP | Analytical-Chem_NY_Phenylephrine HCL
7A4OU555 | Identification | IR Identification (TM 411) | TM 411 |  |  |  |  | Close Match to Standard Sample or Spectrum (Done) | Phenylephrine HCL, USP | Analytical-Chem_NY_Phenylephrine Reduced
7A4OU555 | Optical Rotation | Optical Rotation | USP | -47 | -43 | ° | FDA,0 |  | Phenylephrine HCL, USP | Analytical-Chem_NY_Phenylephrine HCL
7A4OU555 | Organic Impurites | Any individual unspecified impuritv | USP |  | 0.1 | % | FDA,2 |  | Phenylephrine HCL, USP | Analytical-Chem_NY_Phenylephrine HCL
7A4OU555 | Organic Impurites | Norphenylephrine | USP |  | 0.1 | % | FDA,2 |  | Phenylephrine HCL, USP | Analytical-Chem_NY_Phenylephrine HCL
7A4OU555 | Organic Impurites | Total Impurities | USP |  | 0.2 | % | FDA,2 |  | Phenylephrine HCL, USP | Analytical-Chem_NY_Phenylephrine HCL
7A4OU555 | Organic Impurites | Phenylephrine Related Compound E | USP |  | 0.1 | % | FDA,2 |  | Phenylephrine HCL, USP | Analytical-Chem_NY_Phenylephrine HCL
7A4OU555 | Organic Impurites | Phenylephrine Related Compound C | USP |  | 0.1 | % | FDA,2 |  | Phenylephrine HCL, USP | Analytical-Chem_NY_Phenylephrine HCL
7A4OU555 | Organic Impurites | Phenylephrine Related Compound D | USP |  | 0.1 | % | FDA,2 |  | Phenylephrine HCL, USP | Analytical-Chem_NY_Phenylephrine HCL
7A4OU555 | Sulfate Content | Sulfate | USP |  | 0.2 | % | FDA,2 |  | Phenylephrine HCL, USP | Analytical-Chem_NY_Phenylephrine HCL
7A4OU555 | Loss on Drying | Loss on Drying | USP |  | 1 | % | FDA,1 |  | Phenylephrine HCL, USP | Analytical-Chem_NY_Phenylephrine HCL
7A4OU555 | Loss on Drying | Loss on Drying Final | USP |  | 1 | % | FDA,1 |  | Phenylephrine HCL, USP | Analytical-Chem_NY_Phenylephrine HCL
7A4OU555 | Residue on Ignition | Residue on Ignition | USP |  | 0.2 | % | FDA,1 |  | Phenylephrine HCL, USP | Analytical-Chem_NY_Phenylephrine HCL
7A4OU555 | Assay | Assay | USP | 98 | 102 | % | FDA,1 |  | Phenylephrine HCL, USP | Analytical-Chem_NY_Phenylephrine HCL
7A4OU555 | Assay | Assay | USP | 98 | 102 | % | FDA,1 |  | Phenylephrine HCL, USP | Analytical-Chem_NY_Phenylephrine Reduced
7A4OX110 | Certificate of Analysis | Certificate of Analysis | Default |  |  |  |  | CofA meets specifications (Done) | Polysorbate 20 | Analytical - Chem_39A
7A4OX110 | Chemical Inspection | Color | TM 208 |  |  |  |  | Light Yellow to Amber (Done) | Polysorbate 20 | Analytical - Chem_39A
7A4OX110 | Chemical Inspection | Contamination | TM 208 |  |  |  |  | None (Done) | Polysorbate 20 | Analytical - Chem_39A
7A4OX110 | Chemical Inspection | Odor | TM 208 |  |  |  |  | Mild / Bland (Done) | Polysorbate 20 | Analytical - Chem_39A
7A4OX110 | Chemical Inspection | Appearance | TM 208 |  |  |  |  | Clear, viscous liquid (may haze below RT) (Done) | Polysorbate 20 | Analytical - Chem_39A
7A4OX110 | Identification | IR Identification | TM 411 |  |  |  |  | Close Match to Standard Sample or Spectrum (Done) | Polysorbate 20 | Analytical - Chem_39A
7A4OX231 | Certificate of Analysis | Certificate of Analysis | Default |  |  |  |  | CofA meets specifications (Done) | D&C Yellow 10 (D&C Grade) | Analytical-Chem_NY_D&C Yellow 10
7A4OX231 | Appearance | Physical Properties | TM 208 |  |  |  |  | Yellow Powder (Done) | D&C Yellow 10 (D&C Grade) | Analytical-Chem_NY_D&C Yellow 10
7A4OX231 | Identification | Spectrophotometric | TM 3014 | 408 | 416 | λ | FDA,0 |  | D&C Yellow 10 (D&C Grade) | Analytical-Chem_NY_D&C Yellow 10
7A4OX231 | Total Color | Spectrophotometric | TM 3014 | 85 |  | % | FDA,0 |  | D&C Yellow 10 (D&C Grade) | Analytical-Chem_NY_D&C Yellow 10
7ACHE61P | Certificate of Analysis | Certificate of Analysis | Default |  |  |  |  | CofA meets specifications (Done) | Sodium Benzoate EDF NF/FCC | Analytical-Chem_NY_Sodium Benzoate
7ACHE61P | Chemical Inspection | Odor | TM 208 |  |  |  |  | Odorless (Done) | Sodium Benzoate EDF NF/FCC | Analytical-Chem_NY_Sodium Benzoate
7ACHE61P | Chemical Inspection | Appearance | TM 208 |  |  |  |  | Extruded Pellets (Done) | Sodium Benzoate EDF NF/FCC | Analytical-Chem_NY_Sodium Benzoate
7ACHE61P | Chemical Inspection | Contamination | TM 208 |  |  |  |  | None (Done) | Sodium Benzoate EDF NF/FCC | Analytical-Chem_NY_Sodium Benzoate
7ACHE61P | Chemical Inspection | Color | TM 208 |  |  |  |  | White (Done) | Sodium Benzoate EDF NF/FCC | Analytical-Chem_NY_Sodium Benzoate
7ACHE61P | Identification | IR Identification | TM 411 |  |  |  |  | Close Match to Standard Sample or Spectrum (Done) | Sodium Benzoate EDF NF/FCC | Analytical-Chem_NY_Sodium Benzoate
7B4AA580 | Certificate of Analysis | Certificate of Analysis | Default |  |  |  |  | CofA meets specifications (Done) | Acetic Acid - USP | Analytical-Chem_NY_Acetic Acid - USP
7B4AA580 | Chemical Inspection | Odor | TM 208 |  |  |  |  | Pungent (Done) | Acetic Acid - USP | Analytical-Chem_NY_Acetic Acid - USP
7B4AA580 | Chemical Inspection | Contamination | TM 208 |  |  |  |  | None (Done) | Acetic Acid - USP | Analytical-Chem_NY_Acetic Acid - USP
7B4AA580 | Chemical Inspection | Color | TM 208 |  |  |  |  | Colorless (Done) | Acetic Acid - USP | Analytical-Chem_NY_Acetic Acid - USP
7B4AA580 | Chemical Inspection | Appearance | TM 208 |  |  |  |  | Liquid (Done) | Acetic Acid - USP | Analytical-Chem_NY_Acetic Acid - USP
7B4AL930 | Certificate of Analysis | Certificate of Analysis | Default | [5 empty] | Gluconic Acid 50% Technical | Analytical - Chem_42A
7B4AL930 | pH as is | pH | TM 200 | 1.1 | 1.5 |  | FDA,1 |  | Gluconic Acid 50% Technical | Analytical - Chem_42A
7B4AL930 | Specific Gravity at 25�C | SG | TM 202 | 1.21 | 1.27 |  | FDA,2 |  | Gluconic Acid 50% Technical | Analytical - Chem_42A
7B4AL930 | Chemical Inspection | Appearance | TM 208 | [5 empty] | Gluconic Acid 50% Technical | Analytical - Chem_42A
7B4AL930 | Chemical Inspection | Color | TM 208 | [5 empty] | Gluconic Acid 50% Technical | Analytical - Chem_42A
7B4AL930 | Chemical Inspection | Contamination | TM 208 | [5 empty] | Gluconic Acid 50% Technical | Analytical - Chem_42A
7B4AL930 | Chemical Inspection | Odor | TM 208 |  |  |  |  | Characteristic (Done) | Gluconic Acid 50% Technical | Analytical - Chem_42A
7B4AL930 | Identification | IR Identification | TM 411 | [5 empty] | Gluconic Acid 50% Technical | Analytical - Chem_42A
7B4FD110 | Certificate of Analysis | Certificate of Analysis | Default |  |  |  |  | CofA meets specifications (Done) | Boric Acid USP/NF | Analytical - Chem_44A
7B4FD110 | Chemical Inspection | Appearance | TM 208 |  |  |  |  | White granular powder (Done) | Boric Acid USP/NF | Analytical - Chem_44A
7B4FD110 | Chemical Inspection | Color | TM 208 |  |  |  |  | White (Done) | Boric Acid USP/NF | Analytical - Chem_44A
7B4FD110 | Chemical Inspection | Odor | TM 208 |  |  |  |  | Characteristic (Done) | Boric Acid USP/NF | Analytical - Chem_44A
7B4FD110 | Identification | IR Identification | TM 411 |  |  |  |  | Close Match to Standard Sample or Spectrum (Done) | Boric Acid USP/NF | Analytical - Chem_44A
7B4GB598 | Certificate of Analysis | Certificate of Analysis | Default |  |  |  |  | CofA meets specifications (Done) | Pumice | Analytical - Chem_45A
7B4GB598 | Chemical Inspection | Appearance | TM 208 |  |  |  |  | Grain Powder (Done) | Pumice | Analytical - Chem_45A
7B4GB598 | Chemical Inspection | Color | TM 208 |  |  |  |  | Off-White (Done) | Pumice | Analytical - Chem_45A
7B4GB598 | Chemical Inspection | Contamination | TM 208 |  |  |  |  | None (Done) | Pumice | Analytical - Chem_45A
7B4GB598 | Chemical Inspection | Odor | TM 208 |  |  |  |  | Characteristic (Done) | Pumice | Analytical - Chem_45A
7B4OA242 | Certificate of Analysis | Certificate of Analysis | Default |  |  |  |  | CofA meets specifications (Done) | Citric Acid USP Anhydrous Granular | Analytical - Chem_48A
7B4OA242 | Chemical Inspection | Appearance | TM 208 |  |  |  |  | Crystals/crystalline powder (Done) | Citric Acid USP Anhydrous Granular | Analytical - Chem_48A
7B4OA242 | Chemical Inspection | Contamination | TM 208 |  |  |  |  | None (Done) | Citric Acid USP Anhydrous Granular | Analytical - Chem_48A
7B4OA242 | Chemical Inspection | Odor | TM 208 |  |  |  |  | None (Done) | Citric Acid USP Anhydrous Granular | Analytical - Chem_48A
7B4OA242 | Chemical Inspection | Color | TM 208 |  |  |  |  | None (Done) | Citric Acid USP Anhydrous Granular | Analytical - Chem_48A
7B4OA242 | Identification | IR Identification | TM 411 |  |  |  |  | Close Match to Standard Sample or Spectrum (Done) | Citric Acid USP Anhydrous Granular | Analytical - Chem_48A
7B4OA347 | Certificate of Analysis | Certificate of Analysis | Default |  |  |  |  | CofA meets specifications (Done) | Calming Waters INCI w/Symfresh | Analytical-Chem_NY_Calming Waters INCI w/symfresh
7B4OA347 | Specific Gravity at 25�C | SG | TM 202 | 0.959 | 0.969 |  | FDA,3 |  | Calming Waters INCI w/Symfresh | Analytical-Chem_NY_Calming Waters INCI w/symfresh
7B4OA347 | Refractive Index at 25�C | Refractive Index | TM 204 | 1.465 | 1.475 |  | FDA,3 |  | Calming Waters INCI w/Symfresh | Analytical-Chem_NY_Calming Waters INCI w/symfresh
7B4OA347 | Chemical Inspection | Color | TM 208 |  |  |  |  | Colorless to pale yellow (Done) | Calming Waters INCI w/Symfresh | Analytical-Chem_NY_Calming Waters INCI w/symfresh
7B4OA347 | Chemical Inspection | Odor | TM 208 |  |  |  |  | Match standard (Done) | Calming Waters INCI w/Symfresh | Analytical-Chem_NY_Calming Waters INCI w/symfresh
7B4OA347 | Chemical Inspection | Contamination | TM 208 |  |  |  |  | None (Done) | Calming Waters INCI w/Symfresh | Analytical-Chem_NY_Calming Waters INCI w/symfresh
7B4OA347 | Chemical Inspection | Appearance | TM 208 |  |  |  |  | Clear Liquid (Done) | Calming Waters INCI w/Symfresh | Analytical-Chem_NY_Calming Waters INCI w/symfresh
7B4OA347 | Identification | IR Identification | TM 411 |  |  |  |  | To match standard. (Done) | Calming Waters INCI w/Symfresh | Analytical-Chem_NY_Calming Waters INCI w/symfresh
7B4OA709 | Certificate of Analysis | Certificate of Analysis | Default |  |  |  |  | CofA meets specifications (Done) | Bell Fragrance | Analytical-Chem_NY_Bell fragrance
7B4OA709 | Specific Gravity at 25�C | SG | TM 202 | 1.06 | 1.07 |  | FDA,3 |  | Bell Fragrance | Analytical-Chem_NY_Bell fragrance
7B4OA709 | Refractive Index at 20°C | Refractive Index at 20°C | TM 204 | 1.467 | 1.477 |  | FDA,3 |  | Bell Fragrance | Analytical-Chem_NY_Bell fragrance
7B4OA709 | Chemical Inspection | Appearance | TM 208 |  |  |  |  | Clear Liquid (Done) | Bell Fragrance | Analytical-Chem_NY_Bell fragrance
7B4OA709 | Chemical Inspection | Color | TM 208 |  |  |  |  | Pale to light yellow (Done) | Bell Fragrance | Analytical-Chem_NY_Bell fragrance
7B4OA709 | Chemical Inspection | Odor | TM 208 |  |  |  |  | Conforms to Standard (Done) | Bell Fragrance | Analytical-Chem_NY_Bell fragrance
7B4OA709 | Chemical Inspection | Contamination | TM 208 |  |  |  |  | None (Done) | Bell Fragrance | Analytical-Chem_NY_Bell fragrance
7B4OB690 | Certificate of Analysis | Certificate of Analysis | Default |  |  |  |  | CofA meets specifications (Done) | VM&P Naphtha HT | Analytical - Chem_50A
7B4OB690 | Chemical Inspection | Appearance | TM 208 |  |  |  |  | Clear, mobile liquid (Done) | VM&P Naphtha HT | Analytical - Chem_50A
7B4OB690 | Chemical Inspection | Odor | TM 208 |  |  |  |  | Solvent (Done) | VM&P Naphtha HT | Analytical - Chem_50A
7B4OB690 | Chemical Inspection | Contamination | TM 208 |  |  |  |  | None (Done) | VM&P Naphtha HT | Analytical - Chem_50A
7B4OB690 | Chemical Inspection | Color | TM 208 |  |  |  |  | Colorless (Done) | VM&P Naphtha HT | Analytical - Chem_50A
7B4OC109 | Certificate of Analysis | Certificate of Analysis | Default |  |  |  |  | CofA meets specifications (Done) | Antifoam AF-Emulsion | CHE ANTIFOAM AF EMULSION
7B4OC109 | Chemical Inspection | Contamination | TM 208 |  |  |  |  | None (Done) | Antifoam AF-Emulsion | CHE ANTIFOAM AF EMULSION
7B4OC109 | Chemical Inspection | Odor | TM 208 |  |  |  |  | Characteristic (Done) | Antifoam AF-Emulsion | CHE ANTIFOAM AF EMULSION
7B4OC109 | Chemical Inspection | Appearance | TM 208 |  |  |  |  | Homogeneous Liquid, Free of Dark Particles (Done) | Antifoam AF-Emulsion | CHE ANTIFOAM AF EMULSION
7B4OC109 | Chemical Inspection | Color | TM 208 |  |  |  |  | White to off White (Done) | Antifoam AF-Emulsion | CHE ANTIFOAM AF EMULSION
7B4OC109 | Identification | IR Identification | TM 411 |  |  |  |  | Close Match to Standard Sample or Spectrum (Done) | Antifoam AF-Emulsion | CHE ANTIFOAM AF EMULSION
7B4OD232 | Certificate of Analysis | Certificate of Analysis | Default |  |  |  |  | CofA meets specifications (Done) | Propylene Glycol USP | Analytical - Chem_52A
7B4OD232 | Specific Gravity at 25�C | SG | TM 202 | 1.035 | 1.037 |  | FDA,3 |  | Propylene Glycol USP | Analytical - Chem_52A
7B4OD232 | Chemical Inspection | Appearance | TM 208 |  |  |  |  | Clear viscous liquid (Done) | Propylene Glycol USP | Analytical - Chem_52A
7B4OD232 | Chemical Inspection | Contamination | TM 208 |  |  |  |  | None (Done) | Propylene Glycol USP | Analytical - Chem_52A
7B4OD232 | Chemical Inspection | Color | TM 208 |  |  |  |  | Colorless (Done) | Propylene Glycol USP | Analytical - Chem_52A
7B4OD232 | Chemical Inspection | Odor | TM 208 |  |  |  |  | Odorless (Done) | Propylene Glycol USP | Analytical - Chem_52A
7B4OD232 | Identification | IR Identification | TM 411 |  |  |  |  | Close Match to Standard Sample or Spectrum (Done) | Propylene Glycol USP | Analytical - Chem_52A
7B4OM799 | Certificate of Analysis | Certificate of Analysis | Default |  |  |  |  | CofA meets specifications (Done) | Cucumber Extract in Glycerin NP | Analytical - Chem_NY_Lipotec_Cucumber Extract in Glycerin
7B4OM799 | Specific Gravity at 25�C | SG | TM 202 | 1.25 | 1.29 |  | FDA,3 |  | Cucumber Extract in Glycerin NP | Analytical - Chem_NY_Lipotec_Cucumber Extract in Glycerin
7B4OM799 | Refractive Index at 25�C | Refractive Index | TM 204 | 1.45 | 1.49 |  | FDA,3 |  | Cucumber Extract in Glycerin NP | Analytical - Chem_NY_Lipotec_Cucumber Extract in Glycerin
7B4OM799 | Chemical Inspection | Appearance | TM 208 |  |  |  |  | Clear viscous liquid (Done) | Cucumber Extract in Glycerin NP | Analytical - Chem_NY_Lipotec_Cucumber Extract in Glycerin
7B4OM799 | Chemical Inspection | Contamination | TM 208 |  |  |  |  | None (Done) | Cucumber Extract in Glycerin NP | Analytical - Chem_NY_Lipotec_Cucumber Extract in Glycerin
7B4OM799 | Chemical Inspection | Odor | TM 208 |  |  |  |  | Characteristic (Done) | Cucumber Extract in Glycerin NP | Analytical - Chem_NY_Lipotec_Cucumber Extract in Glycerin
7B4OM799 | Chemical Inspection | Color | TM 208 |  |  |  |  | Light to Medium Yellow (Done) | Cucumber Extract in Glycerin NP | Analytical - Chem_NY_Lipotec_Cucumber Extract in Glycerin
7B4OM799 | Identification | IR Identification | TM 411 |  |  |  |  | Close Match to Standard Sample or Spectrum (Done) | Cucumber Extract in Glycerin NP | Analytical - Chem_NY_Lipotec_Cucumber Extract in Glycerin
7B4OP027 | Certificate of Analysis | Certificate of Analysis | Default |  |  |  |  | CofA meets specifications (Done) | Abil B88183 PH | Analytical - Chem_NY_Abil B88183 PH
7B4OP065 | Certificate of Analysis | Certificate of Analysis | Default |  |  |  |  | CofA meets specifications (Done) | Chamomile Flower Extract | Analytical - Chem_NY_Chamomile Flower Extract
7B4OP065 | Chemical Inspection | Contamination | TM 208 |  |  |  |  | None (Done) | Chamomile Flower Extract | Analytical - Chem_NY_Chamomile Flower Extract
7B4OP065 | Chemical Inspection | Odor | TM 208 |  |  |  |  | Match standard (Done) | Chamomile Flower Extract | Analytical - Chem_NY_Chamomile Flower Extract
7B4OP065 | Chemical Inspection | Color | TM 208 |  |  |  |  | Greenish Yellow to Yellow Orange (Done) | Chamomile Flower Extract | Analytical - Chem_NY_Chamomile Flower Extract
7B4OP065 | Chemical Inspection | Appearance | TM 208 |  |  |  |  | Liquid (Done) | Chamomile Flower Extract | Analytical - Chem_NY_Chamomile Flower Extract
7B4OP065 | Identification | IR Identification (TM 411) | TM 411 |  |  |  |  | Matches that of the Reference Standard (Done) | Chamomile Flower Extract | Analytical - Chem_NY_Chamomile Flower Extract
7B4OP093 | Certificate of Analysis | Certificate of Analysis | Default |  |  |  |  | CofA meets specifications (Done) | PEG-4 | Analytical - Chem_NY_PEG-4
7B4OP093 | pH | pH (5% aqueous @25 degree C) | TM 200 | 4.5 | 7.5 |  | FDA,1 |  | PEG-4 | Analytical - Chem_NY_PEG-4
7B4OP093 | Chemical Inspection | Color | TM 208 |  |  |  |  | Colorless (Done) | PEG-4 | Analytical - Chem_NY_PEG-4
7B4OP093 | Chemical Inspection | Odor | TM 208 |  |  |  |  | Match standard (Done) | PEG-4 | Analytical - Chem_NY_PEG-4
7B4OP093 | Chemical Inspection | Appearance | TM 208 |  |  |  |  | Not More Than Slightly Hazy (Done) | PEG-4 | Analytical - Chem_NY_PEG-4
7B4OP093 | Chemical Inspection | Contamination | TM 208 |  |  |  |  | None (Done) | PEG-4 | Analytical - Chem_NY_PEG-4
7B4OP093 | Identification | IR Identification | TM 411 |  |  |  |  | To match standard. (Done) | PEG-4 | Analytical - Chem_NY_PEG-4
7B4OP113 | Certificate of Analysis | Certificate of Analysis | Default |  |  |  |  | CofA meets specifications (Done) | Mentha Piperita Extract | Analytical-Chem_NY_Mentha Piperita Extract_01
7B4OP113 | pH | pH | TM 200 | 4 | 5 |  | FDA,1 |  | Mentha Piperita Extract | Analytical-Chem_NY_Mentha Piperita Extract_01
7B4OP113 | Chemical Inspection | Color | TM 208 |  |  |  |  | Amber (Done) | Mentha Piperita Extract | Analytical-Chem_NY_Mentha Piperita Extract_01
7B4OP113 | Chemical Inspection | Appearance | TM 208 |  |  |  |  | Clear aqueous solution (Done) | Mentha Piperita Extract | Analytical-Chem_NY_Mentha Piperita Extract_01
7B4OP113 | Chemical Inspection | Odor | TM 208 |  |  |  |  | Characteristic (Done) | Mentha Piperita Extract | Analytical-Chem_NY_Mentha Piperita Extract_01
7B4OP113 | Chemical Inspection | Contamination | TM 208 |  |  |  |  | None (Done) | Mentha Piperita Extract | Analytical-Chem_NY_Mentha Piperita Extract_01
7B4OP203 | Certificate of Analysis | Certificate of Analysis | Default |  |  |  |  | CofA meets specifications (Done) | Diazolidinyl Urea – RI-1157 | Analytical - Chem_NY_Diazolidinyl Urea – RI-1157
7B4OP203 | pH | pH (1% w/v aqueous solution) | TM 200 | 6.5 | 8 |  | FDA,1 |  | Diazolidinyl Urea – RI-1157 | Analytical - Chem_NY_Diazolidinyl Urea – RI-1157
7B4OP203 | Chemical Inspection | Appearance | TM 208 |  |  |  |  | Free flowing powder, free of foreign material (Done) | Diazolidinyl Urea – RI-1157 | Analytical - Chem_NY_Diazolidinyl Urea – RI-1157
7B4OP203 | Chemical Inspection | Color | TM 208 |  |  |  |  | White (Done) | Diazolidinyl Urea – RI-1157 | Analytical - Chem_NY_Diazolidinyl Urea – RI-1157
7B4OP203 | Chemical Inspection | Odor | TM 208 |  |  |  |  | Similar in character and intensity to standard, slight pungent odor (Done) | Diazolidinyl Urea – RI-1157 | Analytical - Chem_NY_Diazolidinyl Urea – RI-1157
7B4OP203 | Solutions and Solubility | Solubility (1% w/v aqueous solution) | TM 222 |  |  |  |  | Clear and Colorless (Done) | Diazolidinyl Urea – RI-1157 | Analytical - Chem_NY_Diazolidinyl Urea – RI-1157
7B4OP203 | Identification | IR Identification | TM 411 |  |  |  |  | Close Match to Standard Sample or Spectrum (Done) | Diazolidinyl Urea – RI-1157 | Analytical - Chem_NY_Diazolidinyl Urea – RI-1157
7B4OP230 | Certificate of Analysis | Certificate of Analysis | Default |  |  |  |  | CofA meets specifications (Done) | Cosvat (Elestab CPN Ultra Pure) | Analytical - Chem_NY_Cosvat (Elestab CPN Ultra Pure)
7B4OP230 | Assay | Assay Final | TM-002291 | 99 |  | % | FDA,1 |  | Cosvat (Elestab CPN Ultra Pure) | Analytical - Chem_NY_Cosvat (Elestab CPN Ultra Pure)
7B4OP230 | Assay | Assay | TM-002291 | 99 |  | % | FDA,1 |  | Cosvat (Elestab CPN Ultra Pure) | Analytical - Chem_NY_Cosvat (Elestab CPN Ultra Pure)
7B4OP284 | Certificate of Analysis | Certificate of Analysis | Default |  |  |  |  | CofA meets specifications (Done) | Sodium Citrate USP | Analytical-Chem_NY_Sodium Citrate USP
7B4OP284 | Identification - USP | Identification A - Sodium | USP |  |  |  |  | Passes Test (Done) | Sodium Citrate USP | Analytical-Chem_NY_Sodium Citrate USP
7B4OP284 | Identification - USP | Identification B - Citrate | USP |  |  |  |  | Passes Test (Done) | Sodium Citrate USP | Analytical-Chem_NY_Sodium Citrate USP
7B4OP284 | Identification - USP | Identification C | USP |  |  |  |  | Passes Test (Done) | Sodium Citrate USP | Analytical-Chem_NY_Sodium Citrate USP
7B4OP661 | Chemical Inspection | Appearance | TM 208 |  |  |  |  | Powder (Done) | Pemulen TR-2 | Analytical-Chem_NY_Pemulen TR-2
7B4OP661 | Chemical Inspection | Contamination | TM 208 |  |  |  |  | None (Done) | Pemulen TR-2 | Analytical-Chem_NY_Pemulen TR-2
7B4OP661 | Chemical Inspection | Color | TM 208 |  |  |  |  | White (Done) | Pemulen TR-2 | Analytical-Chem_NY_Pemulen TR-2
7B4OP661 | Chemical Inspection | Odor | TM 208 |  |  |  |  | Slightly acetic (Done) | Pemulen TR-2 | Analytical-Chem_NY_Pemulen TR-2
7B4OP661 | Identification | IR Identification (TM 411) | TM 411 |  |  |  |  | Close Match to Standard Sample or Spectrum (Done) | Pemulen TR-2 | Analytical-Chem_NY_Pemulen TR-2
7B4OP661 | Certificate of Analysis | Certificate of Analysis | [5 empty] | CofA meets specifications (Done) | Pemulen TR-2 | Analytical-Chem_NY_Pemulen TR-2
7B4OQ028 | Certificate of Analysis | Certificate of Analysis | Default |  |  |  |  | CofA meets specifications (Done) | Sorbitan Monolaurate | Analytical-Chem_NY_Sorbitan Monolaurate
7B4OQ028 | Chemical Inspection | Appearance | TM 208 |  |  |  |  | Match standard (Done) | Sorbitan Monolaurate | Analytical-Chem_NY_Sorbitan Monolaurate
7B4OQ028 | Chemical Inspection | Odor | TM 208 |  |  |  |  | Match standard (Done) | Sorbitan Monolaurate | Analytical-Chem_NY_Sorbitan Monolaurate
7B4OQ028 | Chemical Inspection | Color | TM 208 |  |  |  |  | Match standard (Done) | Sorbitan Monolaurate | Analytical-Chem_NY_Sorbitan Monolaurate
7B4OQ028 | Chemical Inspection | Contamination | TM 208 |  |  |  |  | None (Done) | Sorbitan Monolaurate | Analytical-Chem_NY_Sorbitan Monolaurate
7B4OQ028 | Identification | IR Identification | TM 411 |  |  |  |  | To match standard. (Done) | Sorbitan Monolaurate | Analytical-Chem_NY_Sorbitan Monolaurate
7B4OQ084 | Certificate of Analysis | Certificate of Analysis | Default |  |  |  |  | CofA meets specifications (Done) | Tergitol 15-S-12 | Analytical - Chem_60A
7B4OQ084 | Chemical Inspection | Contamination | TM 208 |  |  |  |  | None (Done) | Tergitol 15-S-12 | Analytical - Chem_60A
7B4OQ084 | Chemical Inspection | Color | TM 208 |  |  |  |  | Slightly White (Done) | Tergitol 15-S-12 | Analytical - Chem_60A
7B4OQ084 | Chemical Inspection | Odor | TM 208 |  |  |  |  | Mild (Done) | Tergitol 15-S-12 | Analytical - Chem_60A
7B4OQ084 | Chemical Inspection | Appearance | TM 208 |  |  |  |  | Slightly Opaque Viscous Liquid (Done) | Tergitol 15-S-12 | Analytical - Chem_60A
7B4OQ209 | Certificate of Analysis | Certificate of Analysis | Default |  |  |  |  | CofA meets specifications (Done) | Disodium Phosphate Food Grade | Analytical - Chem_61A
7B4OQ209 | Chemical Inspection | Contamination | TM 208 |  |  |  |  | None (Done) | Disodium Phosphate Food Grade | Analytical - Chem_61A
7B4OQ209 | Chemical Inspection | Color | TM 208 |  |  |  |  | White (Done) | Disodium Phosphate Food Grade | Analytical - Chem_61A
7B4OQ209 | Chemical Inspection | Odor | TM 208 |  |  |  |  | None (Done) | Disodium Phosphate Food Grade | Analytical - Chem_61A
7B4OQ209 | Chemical Inspection | Appearance | TM 208 |  |  |  |  | Free flowing granules or powder (Done) | Disodium Phosphate Food Grade | Analytical - Chem_61A
7B4OQ209 | Identification | IR Identification | TM 411 |  |  |  |  | Close Match to Standard Sample or Spectrum (Done) | Disodium Phosphate Food Grade | Analytical - Chem_61A
7B4OQ214 | Certificate of Analysis | Certificate of Analysis | Default |  |  |  |  | CofA meets specifications (Done) | Sorbic Acid/FCC | Analytical - Chem_62A
7B4OQ214 | Chemical Inspection | Color | TM 208 |  |  |  |  | White (Done) | Sorbic Acid/FCC | Analytical - Chem_62A
7B4OQ214 | Chemical Inspection | Odor | TM 208 |  |  |  |  | Characteristic (Done) | Sorbic Acid/FCC | Analytical - Chem_62A
7B4OQ214 | Chemical Inspection | Contamination | TM 208 |  |  |  |  | None (Done) | Sorbic Acid/FCC | Analytical - Chem_62A
7B4OQ214 | Chemical Inspection | Appearance | TM 208 |  |  |  |  | Free flowing crystalline powder (Done) | Sorbic Acid/FCC | Analytical - Chem_62A
7B4OQ214 | Identification | IR Identification | TM 411 |  |  |  |  | Close Match to Standard Sample or Spectrum (Done) | Sorbic Acid/FCC | Analytical - Chem_62A
7B4OQ595 | Certificate of Analysis | Certificate of Analysis | Default |  |  |  |  | CofA meets specifications (Done) | Bronopol | Analytical - Chem_63A
7B4OQ595 | Chemical Inspection | Contamination | TM 208 |  |  |  |  | None (Done) | Bronopol | Analytical - Chem_63A
7B4OQ595 | Chemical Inspection | Appearance | TM 208 |  |  |  |  | Crystalline Powder (Done) | Bronopol | Analytical - Chem_63A
7B4OQ595 | Chemical Inspection | Odor | TM 208 |  |  |  |  | None (Done) | Bronopol | Analytical - Chem_63A
7B4OQ595 | Chemical Inspection | Color | TM 208 |  |  |  |  | None (Done) | Bronopol | Analytical - Chem_63A
7B4OQ595 | Identification | IR Identification | TM 411 |  |  |  |  | Close Match to Standard Sample or Spectrum (Done) | Bronopol | Analytical - Chem_63A
7B4OQ794 | Certificate of Analysis | Certificate of Analysis | Default |  |  |  |  | CofA meets specifications (Done) | Disodium EDTA-USP | Analytical-Chem_NY_Disodium EDTA-USP
7B4OQ794 | Assay | Assay | USP | 99 | 101 | % | FDA,1 |  | Disodium EDTA-USP | Analytical-Chem_NY_Disodium EDTA-USP
7B4OQ794 | Assay | Assay Final | USP | 99 | 101 | % | FDA,1 |  | Disodium EDTA-USP | Analytical-Chem_NY_Disodium EDTA-USP
7B4OQ794 | Nitrilotriacetic Acid | Nitrilotriacetic Acid | USP |  | 0.1 | % | FDA,1 |  | Disodium EDTA-USP | Analytical-Chem_NY_Disodium EDTA-USP
7B4OQ794 | Calcium | Calcium | USP |  |  |  |  | Passes Test (Done) | Disodium EDTA-USP | Analytical-Chem_NY_Disodium EDTA-USP
7B4OQ794 | Loss on Drying | Loss on Drying Final | USP | 8.7 | 11.4 | % | FDA,1 |  | Disodium EDTA-USP | Analytical-Chem_NY_Disodium EDTA-USP
7B4OQ794 | Loss on Drying | Loss on Drying | USP | 8.7 | 11.4 | % | FDA,1 |  | Disodium EDTA-USP | Analytical-Chem_NY_Disodium EDTA-USP
7B4OQ794 | Heavy Metals | Heavy Metals | USP |  | 0.005 | % | FDA,3 |  | Disodium EDTA-USP | Analytical-Chem_NY_Disodium EDTA-USP
7B4OQ794 | Identification - USP | Identification C | USP |  |  |  |  | Passes Test (Done) | Disodium EDTA-USP | Analytical-Chem_NY_Disodium EDTA-USP
7B4OQ794 | Identification - USP | Identification A | USP |  |  |  |  | Passes Test (Done) | Disodium EDTA-USP | Analytical-Chem_NY_Disodium EDTA-USP
7B4OQ794 | Identification - USP | Identification B | USP |  |  |  |  | Passes Test (Done) | Disodium EDTA-USP | Analytical-Chem_NY_Disodium EDTA-USP
7B4OQ794 | Residual Solvents | Residual Solvents | [5 empty] | Supplier Attestation Letter | Disodium EDTA-USP | Analytical-Chem_NY_Disodium EDTA-USP
7B4OX232 | Certificate of Analysis | Certificate of Analysis | Default |  |  |  |  | CofA meets specifications (Done) | Che alcohol SDA40-B 190 Proof | Analytical - Chem_40A
7B4OX232 | Apparent proof | Apparent proof | STM 101 | 189.7 | 190.2 |  | FDA,1 |  | Che alcohol SDA40-B 190 Proof | Analytical - Chem_40A
7B4OX232 | Specific Gravity at 25�C | SG | TM 202 | 0.8086 | 0.8098 |  | FDA,4 |  | Che alcohol SDA40-B 190 Proof | Analytical - Chem_40A
7B4OX232 | Chemical Inspection | Odor | TM 208 |  |  |  |  | Alcohol (Done) | Che alcohol SDA40-B 190 Proof | Analytical - Chem_40A
7B4OX232 | Chemical Inspection | Color | TM 208 |  |  |  |  | Colorless (Done) | Che alcohol SDA40-B 190 Proof | Analytical - Chem_40A
7B4OX232 | Chemical Inspection | Appearance | TM 208 |  |  |  |  | Clear, mobile liquid (Done) | Che alcohol SDA40-B 190 Proof | Analytical - Chem_40A
7B4OX232 | Chemical Inspection | Contamination | TM 208 |  |  |  |  | None (Done) | Che alcohol SDA40-B 190 Proof | Analytical - Chem_40A
7B4OX232 | Identification | IR Identification | TM 411 |  |  |  |  | Meets USP requirement (Done) | Che alcohol SDA40-B 190 Proof | Analytical - Chem_40A
7C4AA580 | Certificate of Analysis | Certificate of Analysis | Default |  |  |  |  | CofA meets specifications (Done) | Fragrance - Grapefruit Blossom & Orange | Analytical-Chem_NY_Fragrance-Grapefruit Blossom &Orange
7C4AA580 | Specific Gravity at 25�C | SG | TM 202 | 1.0561 | 1.0761 |  | FDA,4 |  | Fragrance - Grapefruit Blossom & Orange | Analytical-Chem_NY_Fragrance-Grapefruit Blossom &Orange
7C4AA580 | Chemical Inspection | Contamination | TM 208 |  |  |  |  | None (Done) | Fragrance - Grapefruit Blossom & Orange | Analytical-Chem_NY_Fragrance-Grapefruit Blossom &Orange
7C4AA580 | Chemical Inspection | Color | TM 208 |  |  |  |  | Pale Yellow – Light Yellow (Done) | Fragrance - Grapefruit Blossom & Orange | Analytical-Chem_NY_Fragrance-Grapefruit Blossom &Orange
7C4AA580 | Chemical Inspection | Appearance | TM 208 |  |  |  |  | Clear Liquid (Done) | Fragrance - Grapefruit Blossom & Orange | Analytical-Chem_NY_Fragrance-Grapefruit Blossom &Orange
7C4AA580 | Chemical Inspection | Odor | TM 208 |  |  |  |  | Characteristic (Done) | Fragrance - Grapefruit Blossom & Orange | Analytical-Chem_NY_Fragrance-Grapefruit Blossom &Orange
7C4AA580 | Identification | IR Identification | TM 411 |  |  |  |  | Close Match to Standard Sample or Spectrum (Done) | Fragrance - Grapefruit Blossom & Orange | Analytical-Chem_NY_Fragrance-Grapefruit Blossom &Orange
7C4FD110 | Certificate of Analysis | Certificate of Analysis | Default |  |  |  |  | CofA meets specifications (Done) | Sodium Hydroxide Pellets NF/FCC | Analytical - Chem_69A
7C4FD110 | Identification | Identification for Sodium (USP <191>) | USP |  |  |  |  | Positive response for Sodium (Done) | Sodium Hydroxide Pellets NF/FCC | Analytical - Chem_69A
7C4FD110 | Identification | Identification B | USP |  |  |  |  | Pass (Done) | Sodium Hydroxide Pellets NF/FCC | Analytical - Chem_69A
7C4OA709 | Peroxide Value | Peroxide Value | AOCS Cd 8-53 |  | 1 |  | FDA,1 |  | PEG-75 Shea Butter Glycerides (Lipex 102E-75 100%) | Analytical-Chem_NY_PEG-75 Shea Butter Glycerides
7C4OA709 | color (Gardner) | color (Gardner) | AOCS Td 1a-64) |  | 3 |  | FDA,0 |  | PEG-75 Shea Butter Glycerides (Lipex 102E-75 100%) | Analytical-Chem_NY_PEG-75 Shea Butter Glycerides
7C4OA709 | Acid Value | Acid Value Final | IUPAC 2.201(M) |  | 2 | mg KOH/g | FDA,2 |  | PEG-75 Shea Butter Glycerides (Lipex 102E-75 100%) | Analytical-Chem_NY_PEG-75 Shea Butter Glycerides
7C4OA709 | Acid Value | Acid Value | IUPAC 2.201(M) |  | 2 | mg KOH/g | FDA,2 |  | PEG-75 Shea Butter Glycerides (Lipex 102E-75 100%) | Analytical-Chem_NY_PEG-75 Shea Butter Glycerides
7C4OA709 | Saponification Value | Saponification Value | IUPAC 2.202 | 17 | 25 | mg/g | FDA,1 |  | PEG-75 Shea Butter Glycerides (Lipex 102E-75 100%) | Analytical-Chem_NY_PEG-75 Shea Butter Glycerides
7C4OA709 | Saponification Value | Saponification Value Final | IUPAC 2.202 | 17 | 25 | mg/g | FDA,1 |  | PEG-75 Shea Butter Glycerides (Lipex 102E-75 100%) | Analytical-Chem_NY_PEG-75 Shea Butter Glycerides
7C4OA709 | Certificate of Analysis | Certificate of Analysis | NA |  |  |  |  | CofA meets specifications (Done) | PEG-75 Shea Butter Glycerides (Lipex 102E-75 100%) | Analytical-Chem_NY_PEG-75 Shea Butter Glycerides
7C4OA709 | Cloudpoint | Cloudpoint | TC276/WG2N30 930809C | 66 | 71 | C | FDA,1 |  | PEG-75 Shea Butter Glycerides (Lipex 102E-75 100%) | Analytical-Chem_NY_PEG-75 Shea Butter Glycerides
7C4OA709 | Water Content | Water Content | Vatten LB |  | 1.5 | % | FDA,2 |  | PEG-75 Shea Butter Glycerides (Lipex 102E-75 100%) | Analytical-Chem_NY_PEG-75 Shea Butter Glycerides
7C4OD232 | Certificate of Analysis | Certificate of Analysis | Default |  |  |  |  | CofA meets specifications (Done) | Methylparaben NF/USP | Analytical - Chem_NY_Methylparaben NF/USP
7C4OD232 | Certificate of Analysis | Certificate of Analysis | Default |  |  |  |  | CofA meets specifications (Done) | Methylparaben NF/USP | Analytical - Chem_NY_Propylparaben USP
7C4OD232 | Chemical Inspection | Appearance | TM 208 |  |  |  |  | Colorless crystals or white crystalline powder (Done) | Methylparaben NF/USP | Analytical - Chem_NY_Methylparaben NF/USP
7C4OD232 | Chemical Inspection | Contamination | TM 208 |  |  |  |  | None (Done) | Methylparaben NF/USP | Analytical - Chem_NY_Methylparaben NF/USP
7C4OD232 | Chemical Inspection | Odor | TM 208 |  |  |  |  | Close match to standard (Done) | Methylparaben NF/USP | Analytical - Chem_NY_Methylparaben NF/USP
7C4OD232 | Chemical Inspection | Contamination | TM 208 |  |  |  |  | None (Done) | Methylparaben NF/USP | Analytical - Chem_NY_Propylparaben USP
7C4OD232 | Chemical Inspection | Appearance | TM 208 |  |  |  |  | Small, colorless crystals or white crystalline powder (Done) | Methylparaben NF/USP | Analytical - Chem_NY_Propylparaben USP
7C4OD232 | Chemical Inspection | Odor | TM 208 |  |  |  |  | None (Done) | Methylparaben NF/USP | Analytical - Chem_NY_Propylparaben USP
7C4OD232 | Identification | IR Identification | TM 411 |  |  |  |  | Close Match to Standard Sample or Spectrum (Done) | Methylparaben NF/USP | Analytical - Chem_NY_Methylparaben NF/USP
7C4OD232 | Identification | IR Identification | USP <197M> |  |  |  |  | Close Match to Standard Sample or Spectrum (Done) | Methylparaben NF/USP | Analytical - Chem_NY_Propylparaben USP
7C4OD232 | Assay | Assay | USP/NF | 98 | 102 | % | FDA,1 |  | Methylparaben NF/USP | Analytical - Chem_NY_Methylparaben NF/USP
7C4OD232 | Assay | Assay Final | USP/NF | 98 | 102 | % | FDA,1 |  | Methylparaben NF/USP | Analytical - Chem_NY_Methylparaben NF/USP
7C4OD232 | Assay | Assay | USP/NF | 98 | 102 | % | FDA,1 |  | Methylparaben NF/USP | Analytical - Chem_NY_Propylparaben USP
7C4OD232 | Assay | Assay Final | USP/NF | 98 | 102 | % | FDA,1 |  | Methylparaben NF/USP | Analytical - Chem_NY_Propylparaben USP
7C4OG169 | Certificate of Analysis | Certificate of Analysis | Default |  |  |  |  | CofA meets specifications (Done) | Ammonium Chloride | Analytical - Chem_75A
7C4OG169 | Chemical Inspection | Contamination | TM 208 |  |  |  |  | None (Done) | Ammonium Chloride | Analytical - Chem_75A
7C4OG169 | Chemical Inspection | Appearance | TM 208 |  |  |  |  | Crystals (Done) | Ammonium Chloride | Analytical - Chem_75A
7C4OG169 | Chemical Inspection | Color | TM 208 |  |  |  |  | White (Done) | Ammonium Chloride | Analytical - Chem_75A
7C4OG169 | Identification | Identification for Chloride (USP <191>) | TM400/408b/421/422/USP |  |  |  |  | Pass (Done) | Ammonium Chloride | Analytical - Chem_75A
7C4OG169 | Identification | Identification for Ammonium (USP <191>) | TM400/408b/421/422/USP |  |  |  |  | Pass (Done) | Ammonium Chloride | Analytical - Chem_75A
7C4OP027 | Certificate of Analysis | Certificate of Analysis | Default |  |  |  |  | CofA meets specifications (Done) | Camellia Oleifera Leaf Extract | Analytical-Chem_NY_Camellia Oleifera Leaf Extract
7C4OP065 | Certificate of Analysis | Certificate of Analysis | Default |  |  |  |  | CofA meets specifications (Done) | Sodium Lauroamphoacetate 30% | Analytical - Chem_NY_ Sodium Lauroamphoacetate 30%
7C4OP065 | pH | pH (1 in 20 solution) | TM 200 | 9 | 9.5 |  | FDA,1 |  | Sodium Lauroamphoacetate 30% | Analytical - Chem_NY_ Sodium Lauroamphoacetate 30%
7C4OP065 | Chemical Inspection | Color | TM 208 |  |  |  |  | Colorless to light yellow (Done) | Sodium Lauroamphoacetate 30% | Analytical - Chem_NY_ Sodium Lauroamphoacetate 30%
7C4OP065 | Chemical Inspection | Appearance | TM 208 |  |  |  |  | Clear Clean Liquid (Done) | Sodium Lauroamphoacetate 30% | Analytical - Chem_NY_ Sodium Lauroamphoacetate 30%
7C4OP065 | Chemical Inspection | Odor | TM 208 |  |  |  |  | Match standard (Done) | Sodium Lauroamphoacetate 30% | Analytical - Chem_NY_ Sodium Lauroamphoacetate 30%
7C4OP065 | Chemical Inspection | Contamination | TM 208 |  |  |  |  | None (Done) | Sodium Lauroamphoacetate 30% | Analytical - Chem_NY_ Sodium Lauroamphoacetate 30%
7C4OP065 | Identification | IR Identification (TM 411) | TM 411 |  |  |  |  | Matches that of the Reference Standard (Done) | Sodium Lauroamphoacetate 30% | Analytical - Chem_NY_ Sodium Lauroamphoacetate 30%
7C4OP284 | Certificate of Analysis | Certificate of Analysis | Default |  |  |  |  | CofA meets specifications (Done) | Grape Fruit Extract | Analytical-Chem_NY_Grape Fruit Extract
7C4OQ028 | Certificate of Analysis | Certificate of Analysis | Default |  |  |  |  | CofA meets specifications (Done) | Isohexadecane | Analytical-Chem_NY_Isohexadecane
7C4OQ028 | Refractive Index at 20°C | Refractive Index at 20°C | TM 204 | 1.4 | 1.5 |  | FDA,1 |  | Isohexadecane | Analytical-Chem_NY_Isohexadecane
7C4OQ028 | Chemical Inspection | Contamination | TM 208 |  |  |  |  | None (Done) | Isohexadecane | Analytical-Chem_NY_Isohexadecane
7C4OQ028 | Chemical Inspection | Odor | TM 208 |  |  |  |  | Match standard (Done) | Isohexadecane | Analytical-Chem_NY_Isohexadecane
7C4OQ028 | Chemical Inspection | Color | TM 208 |  |  |  |  | Colorless (Done) | Isohexadecane | Analytical-Chem_NY_Isohexadecane
7C4OQ028 | Chemical Inspection | Appearance | TM 208 |  |  |  |  | Clear Liquid (Done) | Isohexadecane | Analytical-Chem_NY_Isohexadecane
7C4OQ028 | Identification | IR Identification | TM 411 |  |  |  |  | To match standard. (Done) | Isohexadecane | Analytical-Chem_NY_Isohexadecane
7C4OQ595 | Certificate of Analysis | Certificate of Analysis | Default |  |  |  |  | CofA meets specifications (Done) | Potassium Sorbate USP/NF/FCC | Analytical - Chem_81A
7C4OQ595 | Chemical Inspection | Odor | TM 208 |  |  |  |  | None (Done) | Potassium Sorbate USP/NF/FCC | Analytical - Chem_81A
7C4OQ595 | Chemical Inspection | Appearance | TM 208 |  |  |  |  | Free flowing granules or powder (Done) | Potassium Sorbate USP/NF/FCC | Analytical - Chem_81A
7C4OQ595 | Chemical Inspection | Contamination | TM 208 |  |  |  |  | None (Done) | Potassium Sorbate USP/NF/FCC | Analytical - Chem_81A
7C4OQ595 | Chemical Inspection | Color | TM 208 |  |  |  |  | White (Done) | Potassium Sorbate USP/NF/FCC | Analytical - Chem_81A
7C4OQ595 | Identification | Identification for Potassium (USP <191>) | TM400/408b/421/422/USP |  |  |  |  | Pass (Done) | Potassium Sorbate USP/NF/FCC | Analytical - Chem_81A
7C4OQ595 | Identification | Identification B | TM400/408b/421/422/USP |  |  |  |  | Pass (Done) | Potassium Sorbate USP/NF/FCC | Analytical - Chem_81A
7C4OX110 | Certificate of Analysis | Certificate of Analysis | Default |  |  |  |  | CofA meets specifications (Done) | IPP/IPM/IPS Blend | Analytical - Chem_84A
7C4OX110 | Specific Gravity at 25�C | SG | TM 202 | 0.845 | 0.858 |  | FDA,3 |  | IPP/IPM/IPS Blend | Analytical - Chem_84A
7C4OX110 | Chemical Inspection | Contamination | TM 208 |  |  |  |  | None (Done) | IPP/IPM/IPS Blend | Analytical - Chem_84A
7C4OX110 | Chemical Inspection | Odor | TM 208 |  |  |  |  | None (Done) | IPP/IPM/IPS Blend | Analytical - Chem_84A
7C4OX110 | Chemical Inspection | Appearance | TM 208 |  |  |  |  | Clear Liquid (Done) | IPP/IPM/IPS Blend | Analytical - Chem_84A
7C4OX110 | Chemical Inspection | Color | TM 208 |  |  |  |  | Colorless (Done) | IPP/IPM/IPS Blend | Analytical - Chem_84A
7D4AA580 | Certificate of Analysis | Certificate of Analysis | Default |  |  |  |  | CofA meets specifications (Done) | Monoethanolamine | Analytical-Chem_NY_Monoethanolamine
7D4AA580 | Chemical Inspection | Color | TM 208 |  |  |  |  | Colorless (Done) | Monoethanolamine | Analytical-Chem_NY_Monoethanolamine
7D4AA580 | Chemical Inspection | Contamination | TM 208 |  |  |  |  | None (Done) | Monoethanolamine | Analytical-Chem_NY_Monoethanolamine
7D4AA580 | Chemical Inspection | Appearance | TM 208 |  |  |  |  | Clear, Colorless, Viscous Liquid (Done) | Monoethanolamine | Analytical-Chem_NY_Monoethanolamine
7D4AA580 | Chemical Inspection | Odor | TM 208 |  |  |  |  | Ammoniacal (Done) | Monoethanolamine | Analytical-Chem_NY_Monoethanolamine
7D4AA580 | Identification | IR Identification | TM 411 |  |  |  |  | To match standard. (Done) | Monoethanolamine | Analytical-Chem_NY_Monoethanolamine
7D4OD232 | Certificate of Analysis | Certificate of Analysis | Default |  |  |  |  | CofA meets specifications (Done) | Propylparaben USP | Analytical - Chem_NY_Propylparaben USP
7D4OD232 | Certificate of Analysis | Certificate of Analysis | Default | [5 empty] | Propylparaben USP | Analytical - Chem_NY_Methylparaben NF/USP
7D4OD232 | Chemical Inspection | Appearance | TM 208 |  |  |  |  | Small, colorless crystals or white crystalline powder (Done) | Propylparaben USP | Analytical - Chem_NY_Propylparaben USP
7D4OD232 | Chemical Inspection | Contamination | TM 208 |  |  |  |  | None (Done) | Propylparaben USP | Analytical - Chem_NY_Propylparaben USP
7D4OD232 | Chemical Inspection | Odor | TM 208 |  |  |  |  | None (Done) | Propylparaben USP | Analytical - Chem_NY_Propylparaben USP
7D4OD232 | Chemical Inspection | Contamination | TM 208 | [5 empty] | Propylparaben USP | Analytical - Chem_NY_Methylparaben NF/USP
7D4OD232 | Chemical Inspection | Appearance | TM 208 | [5 empty] | Propylparaben USP | Analytical - Chem_NY_Methylparaben NF/USP
7D4OD232 | Chemical Inspection | Odor | TM 208 | [5 empty] | Propylparaben USP | Analytical - Chem_NY_Methylparaben NF/USP
7D4OD232 | Identification | IR Identification | TM 411 | [5 empty] | Propylparaben USP | Analytical - Chem_NY_Methylparaben NF/USP
7D4OD232 | Identification | IR Identification | USP <197M> |  |  |  |  | Close Match to Standard Sample or Spectrum (Done) | Propylparaben USP | Analytical - Chem_NY_Propylparaben USP
7D4OD232 | Assay | Assay | USP/NF | 98 | 102 | % | FDA,1 |  | Propylparaben USP | Analytical - Chem_NY_Propylparaben USP
7D4OD232 | Assay | Assay Final | USP/NF | 98 | 102 | % | FDA,1 |  | Propylparaben USP | Analytical - Chem_NY_Propylparaben USP
7D4OD232 | Assay | Assay | USP/NF | 98 | 102 | % | FDA,1 |  | Propylparaben USP | Analytical - Chem_NY_Methylparaben NF/USP
7D4OD232 | Assay | Assay Final | USP/NF | 98 | 102 | % | FDA,1 |  | Propylparaben USP | Analytical - Chem_NY_Methylparaben NF/USP
7D4OG169 | Certificate of Analysis | Certificate of Analysis | Default |  |  |  |  | CofA meets specifications (Done) | Glass Wipe Fragrance | Analytical - Chem_88A
7D4OG169 | Specific Gravity at 25�C | SG | TM 202 | 1.0594 | 1.0794 |  | FDA,4 |  | Glass Wipe Fragrance | Analytical - Chem_88A
7D4OG169 | Refractive Index at 25�C | Refractive Index | TM 204 | 1.4695 | 1.4895 |  | FDA,4 |  | Glass Wipe Fragrance | Analytical - Chem_88A
7D4OG169 | Chemical Inspection | Appearance | TM 208 |  |  |  |  | Clear Liquid (Done) | Glass Wipe Fragrance | Analytical - Chem_88A
7D4OG169 | Chemical Inspection | Color | TM 208 |  |  |  |  | Pale straw (Done) | Glass Wipe Fragrance | Analytical - Chem_88A
7D4OG169 | Chemical Inspection | Contamination | TM 208 |  |  |  |  | None (Done) | Glass Wipe Fragrance | Analytical - Chem_88A
7D4OG169 | Identification | IR Identification | TM 411 |  |  |  |  | Close Match to Standard Sample or Spectrum (Done) | Glass Wipe Fragrance | Analytical - Chem_88A
7D4OP065 | Certificate of Analysis | Certificate of Analysis | Default |  |  |  |  | CofA meets specifications (Done) | Glydant Plus Liquid | Analytical - Chem_NY_ Glydant Plus Liquid
7D4OP065 | pH | pH | TM 200 | 6 | 8 |  | FDA,1 |  | Glydant Plus Liquid | Analytical - Chem_NY_ Glydant Plus Liquid
7D4OP065 | Chemical Inspection | Appearance | TM 208 |  |  |  |  | Clear Liquid (Done) | Glydant Plus Liquid | Analytical - Chem_NY_ Glydant Plus Liquid
7D4OP065 | Chemical Inspection | Odor | TM 208 |  |  |  |  | Characteristic (Done) | Glydant Plus Liquid | Analytical - Chem_NY_ Glydant Plus Liquid
7D4OP065 | Chemical Inspection | Contamination | TM 208 |  |  |  |  | None (Done) | Glydant Plus Liquid | Analytical - Chem_NY_ Glydant Plus Liquid
7D4OP065 | Chemical Inspection | Color | TM 208 |  |  |  |  | Water-White to light yellow (Done) | Glydant Plus Liquid | Analytical - Chem_NY_ Glydant Plus Liquid
7D4OP065 | Identification | IR Identification (TM 411) | TM 411 |  |  |  |  | Matches that of the Reference Standard (Done) | Glydant Plus Liquid | Analytical - Chem_NY_ Glydant Plus Liquid
7D4OP230 | Certificate of Analysis | Certificate of Analysis | Default |  |  |  |  | CofA meets specifications (Done) | Propanediol, USP/NF | Analytical - Chem_NY_Zemea_01
7D4OP230 | Appearance | Physical Properties | TM 208 |  |  |  |  | A Clear, Colorless Liquid (Done) | Propanediol, USP/NF | Analytical - Chem_NY_Zemea_01
7D4OP230 | Identification | Identification A | USP/NF |  |  |  |  | Passes test. (Done) | Propanediol, USP/NF | Analytical - Chem_NY_Zemea_01
7D4OP230 | Identification | Identification B | USP/NF |  |  |  |  | Passes test. (Done) | Propanediol, USP/NF | Analytical - Chem_NY_Zemea_01
7D4OP601 | Certificate of Analysis | Certificate of Analysis | Default |  |  |  |  | CofA meets specifications (Done) | Euxyl K 702 | Analytical - Chem_91A
7D4OP601 | % Benzoic Acid Phenoxyethanol & Dehydroacetic Acid | Dehydroacetic Acid | TM 882 | 6.5 | 7.5 | % | FDA,1 |  | Euxyl K 702 | Analytical - Chem_91A
7D4OP601 | % Benzoic Acid Phenoxyethanol & Dehydroacetic Acid | Phenoxyethanol | TM 882 | 71 | 77 | % | FDA,1 |  | Euxyl K 702 | Analytical - Chem_91A
7D4OP601 | % Benzoic Acid Phenoxyethanol & Dehydroacetic Acid | Benzoic Acid | TM 882 | 11 | 13 | % | FDA,1 |  | Euxyl K 702 | Analytical - Chem_91A
7D4OQ028 | Certificate of Analysis | Certificate of Analysis | Default |  |  |  |  | CofA meets specifications (Done) | Dicaprylyl Ether | Analytical-Chem_NY_Dicaprylyl Ether
7D4OQ028 | Refractive Index at 20°C | Refractive Index at 20°C | TM 204 | 1.431 | 1.435 |  | FDA,3 |  | Dicaprylyl Ether | Analytical-Chem_NY_Dicaprylyl Ether
7D4OQ028 | Chemical Inspection | Odor | TM 208 |  |  |  |  | Match standard (Done) | Dicaprylyl Ether | Analytical-Chem_NY_Dicaprylyl Ether
7D4OQ028 | Chemical Inspection | Appearance | TM 208 |  |  |  |  | Clear Liquid (Done) | Dicaprylyl Ether | Analytical-Chem_NY_Dicaprylyl Ether
7D4OQ028 | Chemical Inspection | Contamination | TM 208 |  |  |  |  | None (Done) | Dicaprylyl Ether | Analytical-Chem_NY_Dicaprylyl Ether
7D4OQ028 | Chemical Inspection | Color | TM 208 |  |  |  |  | Colorless (Done) | Dicaprylyl Ether | Analytical-Chem_NY_Dicaprylyl Ether
7D4OQ028 | Identification | IR Identification | TM 411 |  |  |  |  | To match standard. (Done) | Dicaprylyl Ether | Analytical-Chem_NY_Dicaprylyl Ether
7D4OQ214 | Certificate of Analysis | Certificate of Analysis | Default |  |  |  |  | CofA meets specifications (Done) | Disodium EDTA | Analytical - Chem_93A
7D4OQ214 | pH | pH (5% Solution) | TM 200 | 4 | 6 |  | FDA,1 |  | Disodium EDTA | Analytical - Chem_93A
7D4OQ214 | Chemical Inspection | Odor | TM 208 |  |  |  |  | Odorless (Done) | Disodium EDTA | Analytical - Chem_93A
7D4OQ214 | Chemical Inspection | Contamination | TM 208 |  |  |  |  | None (Done) | Disodium EDTA | Analytical - Chem_93A
7D4OQ214 | Chemical Inspection | Appearance | TM 208 |  |  |  |  | Powder (Done) | Disodium EDTA | Analytical - Chem_93A
7D4OQ214 | Chemical Inspection | Color | TM 208 | [5 empty] | Disodium EDTA | Analytical - Chem_93A
7D4OQ214 | Identification | IR Identification | TM 411 |  |  |  |  | Close Match to Standard Sample or Spectrum (Done) | Disodium EDTA | Analytical - Chem_93A
7D4OQ214 | Chemical Inspection | Color (TM 208) | [5 empty] | White to Off-White | Disodium EDTA | Analytical - Chem_93A
7D4OQ967 | Certificate of Analysis | Certificate of Analysis | Default |  |  |  |  | CofA meets specifications (Done) | PEG-75 Lanolin | Analytical - Chem_94A
7D4OQ967 | Chemical Inspection | Color | TM 208 |  |  |  |  | Yellow to amber (Done) | PEG-75 Lanolin | Analytical - Chem_94A
7D4OQ967 | Chemical Inspection | Appearance | TM 208 |  |  |  |  | Clear viscous liquid (Done) | PEG-75 Lanolin | Analytical - Chem_94A
7D4OQ967 | Chemical Inspection | Contamination | TM 208 |  |  |  |  | None (Done) | PEG-75 Lanolin | Analytical - Chem_94A
7D4OQ967 | Identification | IR Identification | TM 411 |  |  |  |  | Close Match to Standard Sample or Spectrum (Done) | PEG-75 Lanolin | Analytical - Chem_94A
7E4OD232 | Certificate of Analysis | Certificate of Analysis | Default |  |  |  |  | CofA meets specifications (Done) | Sodium Carbonate Anhydrous | Analytical - Chem_97A
7E4OD232 | Chemical Inspection | Contamination | TM 208 |  |  |  |  | None (Done) | Sodium Carbonate Anhydrous | Analytical - Chem_97A
7E4OD232 | Chemical Inspection | Color | TM 208 |  |  |  |  | White (Done) | Sodium Carbonate Anhydrous | Analytical - Chem_97A
7E4OD232 | Chemical Inspection | Appearance | TM 208 |  |  |  |  | Granular Solid (Done) | Sodium Carbonate Anhydrous | Analytical - Chem_97A
7E4OD232 | Chemical Inspection | Odor | TM 208 |  |  |  |  | Odorless (Done) | Sodium Carbonate Anhydrous | Analytical - Chem_97A
7E4OD232 | Identification | IR Identification | TM 411 |  |  |  |  | Close Match to Standard Sample or Spectrum (Done) | Sodium Carbonate Anhydrous | Analytical - Chem_97A
7E4OP065 | Certificate of Analysis | Certificate of Analysis | Default |  |  |  |  | CofA meets specifications (Done) | Benzyl Alcohol | Analytical - Chem_NY_Benzyl Alcohol
7E4OP065 | Chemical Inspection | Color | TM 208 |  |  |  |  | Colorless (Done) | Benzyl Alcohol | Analytical - Chem_NY_Benzyl Alcohol
7E4OP065 | Chemical Inspection | Appearance | TM 208 |  |  |  |  | Colorless Liquid (Done) | Benzyl Alcohol | Analytical - Chem_NY_Benzyl Alcohol
7E4OP065 | Chemical Inspection | Contamination | TM 208 |  |  |  |  | None (Done) | Benzyl Alcohol | Analytical - Chem_NY_Benzyl Alcohol
7E4OP065 | Chemical Inspection | Odor | TM 208 |  |  |  |  | Match standard (Done) | Benzyl Alcohol | Analytical - Chem_NY_Benzyl Alcohol
7E4OP065 | Identification | IR Identification (TM 411) | TM 411 |  |  |  |  | Matches that of the Reference Standard (Done) | Benzyl Alcohol | Analytical - Chem_NY_Benzyl Alcohol
7E4OP203 | Certificate of Analysis | Certificate of Analysis | Default |  |  |  |  | CofA meets specifications (Done) | Cocamidopropyl Dimonium Chloride Phosphate RI-1059 | Analytical - Chem_NY_Cocamidopropyl Dimonium Chloride Phosphate RI-1059
7E4OP203 | pH | pH (10% w/v aqueous solution) | TM 200 | 6.5 | 7.5 |  | FDA,1 |  | Cocamidopropyl Dimonium Chloride Phosphate RI-1059 | Analytical - Chem_NY_Cocamidopropyl Dimonium Chloride Phosphate RI-1059
7E4OP203 | Chemical Inspection | Odor | TM 208 |  |  |  |  | Similar in character and intensity to standard. Herbal Odor (Done) | Cocamidopropyl Dimonium Chloride Phosphate RI-1059 | Analytical - Chem_NY_Cocamidopropyl Dimonium Chloride Phosphate RI-1059
7E4OP203 | Chemical Inspection | Appearance | TM 208 |  |  |  |  | Clear viscous liquid, free of foreign matter. (Done) | Cocamidopropyl Dimonium Chloride Phosphate RI-1059 | Analytical - Chem_NY_Cocamidopropyl Dimonium Chloride Phosphate RI-1059
7E4OP203 | Chemical Inspection | TM 230 | TM 230 |  | 6 |  | FDA,0 |  | Cocamidopropyl Dimonium Chloride Phosphate RI-1059 | Analytical - Chem_NY_Cocamidopropyl Dimonium Chloride Phosphate RI-1059
7E4OP203 | Identification | IR Identification | TM 411 |  |  |  |  | Close Match to Standard Sample or Spectrum (Done) | Cocamidopropyl Dimonium Chloride Phosphate RI-1059 | Analytical - Chem_NY_Cocamidopropyl Dimonium Chloride Phosphate RI-1059
7E4OP230 | Certificate of Analysis | Certificate of Analysis | Default |  |  |  |  | CofA meets specifications (Done) | Lexfeel Natural | Analytical - Chem_NY_Lexfeel Natural
7E4OP601 | Certificate of Analysis | Certificate of Analysis | Default |  |  |  |  | CofA meets specifications (Done) | Nipaguard IPF | Analytical - Chem_102A
7E4OP806 | Certificate of Analysis | Certificate of Analysis | Default |  |  |  |  | CofA meets specifications (Done) | Hexylene Glycol | Analytical - Chem_58B
7E4OQ028 | Certificate of Analysis | Certificate of Analysis | Default |  |  |  |  | CofA meets specifications (Done) | Ethylhexyl Hydroxystearate | Analytical-Chem_NY_Ethylhexyl Hydroxystearate
7E4OQ028 | Specific Gravity at 25�C | SG | TM 202 | 0.892 | 0.898 |  | FDA,4 |  | Ethylhexyl Hydroxystearate | Analytical-Chem_NY_Ethylhexyl Hydroxystearate
7E4OQ028 | Refractive Index at 25�C | Refractive Index | TM 204 | 1.4555 | 1.458 |  | FDA,4 |  | Ethylhexyl Hydroxystearate | Analytical-Chem_NY_Ethylhexyl Hydroxystearate
7E4OQ028 | Chemical Inspection | Color | TM 208 |  |  |  |  | Match standard (Done) | Ethylhexyl Hydroxystearate | Analytical-Chem_NY_Ethylhexyl Hydroxystearate
7E4OQ028 | Chemical Inspection | Appearance | TM 208 |  |  |  |  | Clear to slightly hazy liquid (Done) | Ethylhexyl Hydroxystearate | Analytical-Chem_NY_Ethylhexyl Hydroxystearate
7E4OQ028 | Chemical Inspection | Contamination | TM 208 |  |  |  |  | None (Done) | Ethylhexyl Hydroxystearate | Analytical-Chem_NY_Ethylhexyl Hydroxystearate
7E4OQ028 | Chemical Inspection | Odor | TM 208 |  |  |  |  | Slightly Characteristic (Done) | Ethylhexyl Hydroxystearate | Analytical-Chem_NY_Ethylhexyl Hydroxystearate
7E4OQ028 | Identification | IR Identification | TM 411 |  |  |  |  | To match standard. (Done) | Ethylhexyl Hydroxystearate | Analytical-Chem_NY_Ethylhexyl Hydroxystearate
7F4BP869 | Certificate of Analysis | Certificate of Analysis | NA |  |  |  |  | CofA meets specifications (Done) | Citric Acid Anhydrous - USP | Analytical - Chem_NY_Citric Acid Anhydrous - USP
7F4BP869 | Chemical Inspection | Color | TM 208 |  |  |  |  | Colorless to white (Done) | Citric Acid Anhydrous - USP | Analytical - Chem_NY_Citric Acid Anhydrous - USP
7F4BP869 | Chemical Inspection | Contamination | TM 208 |  |  |  |  | None (Done) | Citric Acid Anhydrous - USP | Analytical - Chem_NY_Citric Acid Anhydrous - USP
7F4BP869 | Chemical Inspection | Appearance | TM 208 |  |  |  |  | Crystals/crystalline powder (Done) | Citric Acid Anhydrous - USP | Analytical - Chem_NY_Citric Acid Anhydrous - USP
7F4BP869 | Chemical Inspection | Odor | TM 208 |  |  |  |  | Odorless (Done) | Citric Acid Anhydrous - USP | Analytical - Chem_NY_Citric Acid Anhydrous - USP
7F4BP869 | Identification | IR Identification | TM 411 |  |  |  |  | Close Match to Standard Sample or Spectrum (Done) | Citric Acid Anhydrous - USP | Analytical - Chem_NY_Citric Acid Anhydrous - USP
7F4OA160 | Certificate of Analysis | Certificate of Analysis | Default |  |  |  |  | CofA meets specifications (Done) | PEG-40 Hydrogenated Castor Oil | Analytical - Chem_NY_PEG-40 Hydrogenated Castor Oil
7F4OA160 | pH | pH (10% in water) | TM 200 | 6 | 7 |  | FDA,1 |  | PEG-40 Hydrogenated Castor Oil | Analytical - Chem_NY_PEG-40 Hydrogenated Castor Oil
7F4OA160 | Chemical Inspection | Odor | TM 208 |  |  |  |  | Close match to standard (Done) | PEG-40 Hydrogenated Castor Oil | Analytical - Chem_NY_PEG-40 Hydrogenated Castor Oil
7F4OA160 | Chemical Inspection | Appearance | TM 208 |  |  |  |  | Clear viscous liquid (Done) | PEG-40 Hydrogenated Castor Oil | Analytical - Chem_NY_PEG-40 Hydrogenated Castor Oil
7F4OA160 | Chemical Inspection | Contamination | TM 208 |  |  |  |  | None (Done) | PEG-40 Hydrogenated Castor Oil | Analytical - Chem_NY_PEG-40 Hydrogenated Castor Oil
7F4OA160 | Chemical Inspection | Color / Appearance | TM 208 |  |  |  |  | White to yellowish soft or flowing paste. Close Match to Standard (Done) | PEG-40 Hydrogenated Castor Oil | Analytical - Chem_NY_PEG-40 Hydrogenated Castor Oil
7F4OA160 | Identification | IR Identification | TM 411 |  |  |  |  | Close Match to Standard Sample or Spectrum (Done) | PEG-40 Hydrogenated Castor Oil | Analytical - Chem_NY_PEG-40 Hydrogenated Castor Oil
7F4OD110 | Certificate of Analysis | Certificate of Analysis | Default |  |  |  |  | CofA meets specifications (Done) | Tetrasodium Edetate | Analytical - Chem_106A
7F4OD110 | pH | pH (1% Solution) | TM 200 | 10.5 | 11.5 |  | FDA,1 |  | Tetrasodium Edetate | Analytical - Chem_106A
7F4OD110 | Chemical Inspection | Color | TM 208 |  |  |  |  | White (Done) | Tetrasodium Edetate | Analytical - Chem_106A
7F4OD110 | Chemical Inspection | Contamination | TM 208 |  |  |  |  | None (Done) | Tetrasodium Edetate | Analytical - Chem_106A
7F4OD110 | Chemical Inspection | Odor | TM 208 |  |  |  |  | None (Done) | Tetrasodium Edetate | Analytical - Chem_106A
7F4OD110 | Chemical Inspection | Appearance | TM 208 |  |  |  |  | Crystalline Powder (Done) | Tetrasodium Edetate | Analytical - Chem_106A
7F4OD110 | Identification | IR Identification | TM 411 |  |  |  |  | Close Match to Standard Sample or Spectrum (Done) | Tetrasodium Edetate | Analytical - Chem_106A
7F4OP027 | Certificate of Analysis | Certificate of Analysis | Default |  |  |  |  | CofA meets specifications (Done) | CHE ARLASILK PHOSPHOLIPID PTC | Analytical - Chem_NY_Arlasilk Phospholipid PTC
7F4OP601 | Certificate of Analysis | Certificate of Analysis | Default |  |  |  |  | CofA meets specifications (Done) | CHE ISONONYL ISONONANOATE | Analytical - Chem_109A
7F4OP806 | Certificate of Analysis | Certificate of Analysis | Default |  |  |  |  | CofA meets specifications (Done) | Phenoxyethanol | Analytical - Chem_NY_Phenoxyethanol_7F4OP806
7F4OP806 | Phenol | Phenol | USP/NF |  | 25 | ppm | FDA,0 |  | Phenoxyethanol | Analytical - Chem_NY_Phenoxyethanol_7F4OP806
7F4OP806 | Specific Gravity at 20�C | SG | USP/NF | 1.105 | 1.11 |  | FDA,3 |  | Phenoxyethanol | Analytical - Chem_NY_Phenoxyethanol_7F4OP806
7F4OP806 | Phenoxyethanol Content | Phenoxyethanol Assay | USP/NF | 98 | 102 | % | FDA,1 |  | Phenoxyethanol | Analytical - Chem_NY_Phenoxyethanol_7F4OP806
7F4OQ028 | Certificate of Analysis | Certificate of Analysis | Default |  |  |  |  | CofA meets specifications (Done) | Octyldodecyl Stearoyl Stearate | Analytical-Chem_NY_Octyldodecyl Stearoyl Stearate
7F4OQ028 | Specific Gravity at 25�C | SG | TM 202 | 0.865 | 0.885 |  | FDA,4 |  | Octyldodecyl Stearoyl Stearate | Analytical-Chem_NY_Octyldodecyl Stearoyl Stearate
7F4OQ028 | Refractive Index at 25�C | Refractive Index | TM 204 | 1.455 | 1.46 |  | FDA,4 |  | Octyldodecyl Stearoyl Stearate | Analytical-Chem_NY_Octyldodecyl Stearoyl Stearate
7F4OQ028 | Chemical Inspection | Odor | TM 208 |  |  |  |  | Mild Characteristic (Done) | Octyldodecyl Stearoyl Stearate | Analytical-Chem_NY_Octyldodecyl Stearoyl Stearate
7F4OQ028 | Chemical Inspection | Appearance | TM 208 |  |  |  |  | Clear Liquid (Done) | Octyldodecyl Stearoyl Stearate | Analytical-Chem_NY_Octyldodecyl Stearoyl Stearate
7F4OQ028 | Chemical Inspection | Contamination | TM 208 |  |  |  |  | None (Done) | Octyldodecyl Stearoyl Stearate | Analytical-Chem_NY_Octyldodecyl Stearoyl Stearate
7F4OQ028 | Chemical Inspection | Color | TM 208 |  |  |  |  | Light Yellow Liquid (Done) | Octyldodecyl Stearoyl Stearate | Analytical-Chem_NY_Octyldodecyl Stearoyl Stearate
7F4OQ028 | Identification | IR Identification | TM 411 |  |  |  |  | To match standard. (Done) | Octyldodecyl Stearoyl Stearate | Analytical-Chem_NY_Octyldodecyl Stearoyl Stearate
7G4OP027 | Certificate of Analysis | Certificate of Analysis | Default |  |  |  |  | CofA meets specifications (Done) | SD Alcohol 40-B 200 Proof | Analytical - Chem_NY_SD Alcohol 40-B 200 Proof_Equistar_ MGP_ Grain
7G4OP027 | Certificate of Analysis | Certificate of Analysis | Default | [5 empty] | SD Alcohol 40-B 200 Proof | Analytical - Chem_NY_SD Alcohol 40-B 200 Proof_ADM
7G4OP308 | Certificate of Analysis | Certificate of Analysis | Default |  |  |  |  | CofA meets specifications (Done) | Perfume Meadow Mist RQ-1222 | Analytical - Chem_111A
7G4OP308 | Chemical Inspection | Odor | [5 empty] | Matches | Perfume Meadow Mist RQ-1222 | Analytical - Chem_111A
7G4OQ028 | Certificate of Analysis | Certificate of Analysis | Default |  |  |  |  | CofA meets specifications (Done) | Aminomethylpropanol | Analytical - Chem_Aminomethylpropanol
7G4OQ028 | Chemical Inspection | Color | TM 208 |  |  |  |  | Match standard (Done) | Aminomethylpropanol | Analytical - Chem_Aminomethylpropanol
7G4OQ028 | Chemical Inspection | Contamination | TM 208 |  |  |  |  | None (Done) | Aminomethylpropanol | Analytical - Chem_Aminomethylpropanol
7G4OQ028 | Chemical Inspection | Appearance | TM 208 |  |  |  |  | Match standard (Done) | Aminomethylpropanol | Analytical - Chem_Aminomethylpropanol
7G4OQ028 | Chemical Inspection | Odor | TM 208 |  |  |  |  | Match standard (Done) | Aminomethylpropanol | Analytical - Chem_Aminomethylpropanol
7G4OQ028 | Identification | IR Identification | TM 411 |  |  |  |  | Close Match to Standard Sample or Spectrum (Done) | Aminomethylpropanol | Analytical - Chem_Aminomethylpropanol
7H4OP308 | Certificate of Analysis | Certificate of Analysis | Default |  |  |  |  | CofA meets specifications (Done) | Feverfew CMP-02A | Analytical - Chem_NY_Feverfew CMP-02A
7H4OP601 | Certificate of Analysis | Certificate of Analysis | Default |  |  |  |  | CofA meets specifications (Done) | CHE DUB PTO | Analytical - Chem_NY_DUB PTO
7H4OP806 | Certificate of Analysis | Certificate of Analysis | Default |  |  |  |  | CofA meets specifications (Done) | Kelp & Sea Salt Fragrance | Analytical - Chem_NY_Kelp & Sea Salt Fragrance
7K4OP027 | Certificate of Analysis | Certificate of Analysis | Default |  |  |  |  | CofA meets specifications (Done) | Fragrance 5831-AT 01 GN MOD2 IF | Analytical - Chem_116A
7L4OP027 | Certificate of Analysis | Certificate of Analysis | Default |  |  |  |  | CofA meets specifications (Done) | Menthol USP | Analytical-Chem_NY_Menthol USP
7L4OP027 | Melting Range | Melting Range - End | USP | 41 | 44 | C | FDA,0 |  | Menthol USP | Analytical-Chem_NY_Menthol USP
7L4OP027 | Melting Range | Melting Range - Start | USP | 41 | 44 | C | FDA,0 |  | Menthol USP | Analytical-Chem_NY_Menthol USP
7L4OP027 | Specific Rotation | Specific Rotation | USP | -51 | -45 | ° | FDA,0 |  | Menthol USP | Analytical-Chem_NY_Menthol USP
7L4OP027 | Nonvolatile Residue | Nonvolatile Residue | USP |  | 0.05 | % w/v | FDA,2 |  | Menthol USP | Analytical-Chem_NY_Menthol USP
7L4OP027 | Total Impurities | Total Impurities | USP/NF |  | 2 | % | FDA,1 |  | Menthol USP | Analytical-Chem_NY_Menthol USP
7L4OP027 | Individual Impurity | Menthone | USP/NF |  | 0.3 | % | FDA,1 |  | Menthol USP | Analytical-Chem_NY_Menthol USP
7L4OP027 | Individual Impurity | Unknown impurities | USP/NF |  | 0.1 | % | FDA,1 |  | Menthol USP | Analytical-Chem_NY_Menthol USP
7L4OP027 | Individual Impurity | Iso-Menthone | USP/NF |  | 0.3 | % | FDA,1 |  | Menthol USP | Analytical-Chem_NY_Menthol USP
7L4OP027 | Individual Impurity | Iso-Pulegol | USP/NF |  | 0.3 | % | FDA,1 |  | Menthol USP | Analytical-Chem_NY_Menthol USP
7L4OP027 | Individual Impurity | Neo-Menthol | USP/NF |  | 0.3 | % | FDA,1 |  | Menthol USP | Analytical-Chem_NY_Menthol USP
7L4OP027 | Individual Impurity | Pulegone | USP/NF |  | 0.3 | % | FDA,1 |  | Menthol USP | Analytical-Chem_NY_Menthol USP
7L4OP027 | Identification B | Identification B | USP/NF |  |  |  |  | Passes Test (Done) | Menthol USP | Analytical-Chem_NY_Menthol USP
7L4OP027 | Assay | Assay Final | USP/NF | 98 | 102 | % | FDA,1 |  | Menthol USP | Analytical-Chem_NY_Menthol USP
7L4OP027 | Assay | Assay | USP/NF | 98 | 102 | % | FDA,1 |  | Menthol USP | Analytical-Chem_NY_Menthol USP
7L4OP027 | Identification A | Identification A | USP/NF |  |  |  |  | Passes Test (Done) | Menthol USP | Analytical-Chem_NY_Menthol USP
7L4OP203 | % Water | Water | APAM 6.018 |  | 5 | % | FDA,1 |  | Glycerin - RI-0420 | Analytical - Chem_NY_Glycerin - RI-0420
7L4OP203 | Certificate of Analysis | Certificate of Analysis | Default |  |  |  |  | CofA meets specifications (Done) | Glycerin - RI-0420 | Analytical - Chem_NY_Glycerin - RI-0420
7L4OP203 | Chemical Inspection | Odor (TM 208) | See Analyte for Method # |  |  |  |  | Similar in character and intensity to standard, practically odorless (Done) | Glycerin - RI-0420 | Analytical - Chem_NY_Glycerin - RI-0420
7L4OP203 | Chemical Inspection | Appearance (TM 208) | See Analyte for Method # |  |  |  |  | Clear, syrupy liquid, free of foreign matter. (Done) | Glycerin - RI-0420 | Analytical - Chem_NY_Glycerin - RI-0420
7L4OP203 | Chemical Inspection | Color (TM 208) | See Analyte for Method # |  |  |  |  | White (Done) | Glycerin - RI-0420 | Analytical - Chem_NY_Glycerin - RI-0420
7L4OP203 | Specific Gravity at 25�C | SG | TM 202 | 1.249 |  |  | FDA,3 |  | Glycerin - RI-0420 | Analytical - Chem_NY_Glycerin - RI-0420
7L4OP203 | Identification | IR Identification | TM 411 |  |  |  |  | Close Match to Standard Sample or Spectrum (Done) | Glycerin - RI-0420 | Analytical - Chem_NY_Glycerin - RI-0420
7L4OP203 | Limit of Ethylene Glycol and Diethylene Glycol | Diethylene Glycol | USP |  | 0.1 | % | FDA,1 |  | Glycerin - RI-0420 | Analytical - Chem_NY_Glycerin - RI-0420
7L4OP203 | Limit of Ethylene Glycol and Diethylene Glycol | Ethylene Glycol | USP |  | 0.1 | % | FDA,1 |  | Glycerin - RI-0420 | Analytical - Chem_NY_Glycerin - RI-0420
7L4OP203 | Limit of Ethylene Glycol and Diethylene Glycol | Total Impurities | USP |  | 1 | % | FDA,0 |  | Glycerin - RI-0420 | Analytical - Chem_NY_Glycerin - RI-0420
7L4OP203 | Limit of Ethylene Glycol and Diethylene Glycol | Individual Impurity | USP |  | 0.1 | % | FDA,1 |  | Glycerin - RI-0420 | Analytical - Chem_NY_Glycerin - RI-0420
7L4OP485 | Certificate of Analysis | Certificate of Analysis | Default |  |  |  |  | CofA meets specifications (Done) | Polysorbate 20 NF | Analytical - Chem_NY_Polysorbate 20_7L4OP485
7M4OP027 | Certificate of Analysis | Certificate of Analysis | Default |  |  |  |  | CofA meets specifications (Done) | Benzalkonium Chloride 50% - USP | Analytical - Chem_NY_Benzalkonium Chloride 50% -USP
7M4OP027 | Identification | Identification C | USP/NF |  |  |  |  | Passes test. (Done) | Benzalkonium Chloride 50% - USP | Analytical - Chem_NY_Benzalkonium Chloride 50% -USP
7M4OP027 | Identification | Identification A | USP/NF |  |  |  |  | Passes test. (Done) | Benzalkonium Chloride 50% - USP | Analytical - Chem_NY_Benzalkonium Chloride 50% -USP
7M4OP027 | Identification | Identification B | USP/NF |  |  |  |  | Passes test. (Done) | Benzalkonium Chloride 50% - USP | Analytical - Chem_NY_Benzalkonium Chloride 50% -USP
7M4OP027 | Identification | Identification D | USP/NF |  |  |  |  | Passes test. (Done) | Benzalkonium Chloride 50% - USP | Analytical - Chem_NY_Benzalkonium Chloride 50% -USP
7M4OP027 | Assay | Assay Final | USP/NF | 47.5 | 52.5 | % | FDA,1 |  | Benzalkonium Chloride 50% - USP | Analytical - Chem_NY_Benzalkonium Chloride 50% -USP
7M4OP027 | Assay | Assay | USP/NF | 47.5 | 52.5 | % | FDA,1 |  | Benzalkonium Chloride 50% - USP | Analytical - Chem_NY_Benzalkonium Chloride 50% -USP
7M4OP027 | Ratio of Alkyl Compounds | C14 Content of Total | USP/NF | 20 |  | % | FDA,1 |  | Benzalkonium Chloride 50% - USP | Analytical - Chem_NY_Benzalkonium Chloride 50% -USP
7M4OP027 | Ratio of Alkyl Compounds | C12 + C14 Content of Total | USP/NF | 70 |  | % | FDA,1 |  | Benzalkonium Chloride 50% - USP | Analytical - Chem_NY_Benzalkonium Chloride 50% -USP
7M4OP027 | Ratio of Alkyl Compounds | C12 Content of Total | USP/NF | 40 |  | % | FDA,1 |  | Benzalkonium Chloride 50% - USP | Analytical - Chem_NY_Benzalkonium Chloride 50% -USP
7O4AA580 | Certificate of Analysis | Certificate of Analysis | Default |  |  |  |  | CofA meets specifications (Done) | Ethylene Glycol Monohexyl ether | Analytical-Chem_NY_Ethylene Glycol Monohexyl Ether
7O4AA580 | Chemical Inspection | Contamination | TM 208 |  |  |  |  | None (Done) | Ethylene Glycol Monohexyl ether | Analytical-Chem_NY_Ethylene Glycol Monohexyl Ether
7O4AA580 | Chemical Inspection | Color | TM 208 |  |  |  |  | Colorless (Done) | Ethylene Glycol Monohexyl ether | Analytical-Chem_NY_Ethylene Glycol Monohexyl Ether
7O4AA580 | Chemical Inspection | Appearance | TM 208 |  |  |  |  | Clear, Colorless, Viscous Liquid (Done) | Ethylene Glycol Monohexyl ether | Analytical-Chem_NY_Ethylene Glycol Monohexyl Ether
7O4AA580 | Chemical Inspection | Odor | TM 208 |  |  |  |  | Pungent (Done) | Ethylene Glycol Monohexyl ether | Analytical-Chem_NY_Ethylene Glycol Monohexyl Ether
7O4AA580 | Identification | IR Identification | TM 411 |  |  |  |  | To match standard. (Done) | Ethylene Glycol Monohexyl ether | Analytical-Chem_NY_Ethylene Glycol Monohexyl Ether
7O4AQ084 | Certificate of Analysis | Certificate of Analysis | Default |  |  |  |  | CofA meets specifications (Done) | Integra 44 | Analytical - Chem_162A
7O4AQ084 | Chemical Inspection | Contamination | TM 208 |  |  |  |  | None (Done) | Integra 44 | Analytical - Chem_162A
7O4AQ084 | Chemical Inspection | Color | TM 208 |  |  |  |  | Clear/Colorless (Done) | Integra 44 | Analytical - Chem_162A
7O4AQ084 | Chemical Inspection | Appearance | TM 208 |  |  |  |  | Clear Liquid (Done) | Integra 44 | Analytical - Chem_162A
7O4AQ084 | Chemical Inspection | Odor | TM 208 |  |  |  |  | Light Amine (Done) | Integra 44 | Analytical - Chem_162A
7O4BJ131 | Certificate of Analysis | Certificate of Analysis | Default |  |  |  |  | CofA meets specifications (Done) | Acticide CBM-2 | Analytical-Chem_NY_Acticide CBM-2
7O4BJ131 | Chemical Inspection | Color | TM 208 |  |  |  |  | None (Done) | Acticide CBM-2 | Analytical-Chem_NY_Acticide CBM-2
7O4BJ131 | Chemical Inspection | Contamination | TM 208 |  |  |  |  | None (Done) | Acticide CBM-2 | Analytical-Chem_NY_Acticide CBM-2
7O4BJ131 | Chemical Inspection | Appearance | TM 208 |  |  |  |  | Off-white - greenish dispersion (Done) | Acticide CBM-2 | Analytical-Chem_NY_Acticide CBM-2
7O4BJ131 | Chemical Inspection | Odor | TM 208 |  |  |  |  | Characteristic (Done) | Acticide CBM-2 | Analytical-Chem_NY_Acticide CBM-2
7O4BJ131 | Identification | IR Identification | TM 411 |  |  |  |  | Close Match to Standard Sample or Spectrum (Done) | Acticide CBM-2 | Analytical-Chem_NY_Acticide CBM-2
7O4BM301 | Certificate of Analysis | Certificate of Analysis | Default |  |  |  |  | CofA meets specifications (Done) | Glycacil-NP | Analytical - Chem_126A
7O4BM301 | Chemical Inspection | Color | TM 208 |  |  |  |  | Colorless to Amber (Done) | Glycacil-NP | Analytical - Chem_126A
7O4BM301 | Chemical Inspection | Odor | TM 208 |  |  |  |  | Characteristic (Done) | Glycacil-NP | Analytical - Chem_126A
7O4BM301 | Chemical Inspection | Contamination | TM 208 |  |  |  |  | None (Done) | Glycacil-NP | Analytical - Chem_126A
7O4BM301 | Chemical Inspection | Appearance | TM 208 |  |  |  |  | Clear Liquid (Done) | Glycacil-NP | Analytical - Chem_126A
7O4BM301 | Identification | IR Identification | TM 411 |  |  |  |  | Close Match to Standard Sample or Spectrum (Done) | Glycacil-NP | Analytical - Chem_126A
7O4BU125 | Certificate of Analysis | Certificate of Analysis | Default |  |  |  |  | CofA meets specifications (Done) | Glycerin, USP, FCC NON-ADRM | Analytical - Chem_09A
7O4BU125 | Specific Gravity at 25�C | SG | TM 202 | 1.249 |  |  | FDA,3 |  | Glycerin, USP, FCC NON-ADRM | Analytical - Chem_09A
7O4BU125 | Chemical Inspection | Contamination | TM 208 |  |  |  |  | None (Done) | Glycerin, USP, FCC NON-ADRM | Analytical - Chem_09A
7O4BU125 | Chemical Inspection | USP | TM 208 |  |  |  |  | Meet USP requirements (Done) | Glycerin, USP, FCC NON-ADRM | Analytical - Chem_09A
7O4BU125 | Chemical Inspection | Odor | TM 208 |  |  |  |  | Odorless (Done) | Glycerin, USP, FCC NON-ADRM | Analytical - Chem_09A
7O4BU125 | Chemical Inspection | Appearance | TM 208 |  |  |  |  | Clear, syrupy liquid (Done) | Glycerin, USP, FCC NON-ADRM | Analytical - Chem_09A
7O4BU125 | Identification | IR Identification | TM 411 |  |  |  |  | Close Match to Standard Sample or Spectrum (Done) | Glycerin, USP, FCC NON-ADRM | Analytical - Chem_09A
7O4BU125 | Related Compounds | Individual Impurity | USP <621> |  | 0.1 | % | FDA,3 |  | Glycerin, USP, FCC NON-ADRM | Analytical - Chem_09A
7O4BU125 | Related Compounds | Total Impurities | USP <621> |  | 1 | % | FDA,3 |  | Glycerin, USP, FCC NON-ADRM | Analytical - Chem_09A
7O4DH247 | Certificate of Analysis | Certificate of Analysis | Default |  |  |  |  | CofA meets specifications (Done) | Dequest 7000 | Analytical - Chem_201A
7O4DH247 | Specific Gravity at 20�C | SG | TM 202 | 1.27 | 1.31 |  | FDA,3 |  | Dequest 7000 | Analytical - Chem_201A
7O4DH247 | Chemical Inspection | Appearance | TM 208 |  |  |  |  | Clear solution, free from solids (Done) | Dequest 7000 | Analytical - Chem_201A
7O4DH247 | Chemical Inspection | Odor | TM 208 |  |  |  |  | Bleach/chlorine (Done) | Dequest 7000 | Analytical - Chem_201A
7O4DH247 | Chemical Inspection | Contamination | TM 208 |  |  |  |  | None (Done) | Dequest 7000 | Analytical - Chem_201A
7O4DH247 | Chemical Inspection | TM 230 | TM 230 |  | 2 |  | FDA,1 |  | Dequest 7000 | Analytical - Chem_201A
7O4DX220 | Certificate of Analysis | Certificate of Analysis | Default |  |  |  |  | CofA meets specifications (Done) | Neutralizing Agent | Analytical-Chem_NY_Neutralizing Agent
7O4DX220 | Specific Gravity at 25�C | SG | TM 202 | 1.088 | 1.118 |  | FDA,4 |  | Neutralizing Agent | Analytical-Chem_NY_Neutralizing Agent
7O4DX220 | Refractive Index at 25�C | Refractive Index | TM 204 | 1.46 | 1.48 |  | FDA,4 |  | Neutralizing Agent | Analytical-Chem_NY_Neutralizing Agent
7O4DX220 | Chemical Inspection | Odor | TM 208 |  |  |  |  | Characteristic – comparable to standard (Done) | Neutralizing Agent | Analytical-Chem_NY_Neutralizing Agent
7O4DX220 | Chemical Inspection | Contamination | TM 208 |  |  |  |  | None (Done) | Neutralizing Agent | Analytical-Chem_NY_Neutralizing Agent
7O4DX220 | Chemical Inspection | Color | TM 208 |  |  |  |  | Light Yellow Liquid (Done) | Neutralizing Agent | Analytical-Chem_NY_Neutralizing Agent
7O4DX220 | Chemical Inspection | Appearance | TM 208 |  |  |  |  | Clear Liquid (Done) | Neutralizing Agent | Analytical-Chem_NY_Neutralizing Agent
7O4DX220 | Identification | IR Identification | TM 411 |  |  |  |  | Close Match to Standard Sample or Spectrum (Done) | Neutralizing Agent | Analytical-Chem_NY_Neutralizing Agent
7O4OA234 | Certificate of Analysis | Certificate of Analysis | Default |  |  |  |  | CofA meets specifications (Done) | Emulgade CM | Analytical - Chem_131A
7O4OA234 | pH as is | pH | TM 200 | 3 | 3.3 |  | FDA,2 |  | Emulgade CM | Analytical - Chem_131A
7O4OA234 | Chemical Inspection | Appearance | TM 208 |  |  |  |  | Opaque, Thin Liquid (Done) | Emulgade CM | Analytical - Chem_131A
7O4OA234 | Chemical Inspection | Color | TM 208 |  |  |  |  | White (Done) | Emulgade CM | Analytical - Chem_131A
7O4OA234 | Chemical Inspection | Contamination | TM 208 |  |  |  |  | None (Done) | Emulgade CM | Analytical - Chem_131A
7O4OA234 | Chemical Inspection | Odor | TM 208 |  |  |  |  | None (Done) | Emulgade CM | Analytical - Chem_131A
7O4OA234 | Identification | IR Identification | TM 411 |  |  |  |  | Close Match to Standard Sample or Spectrum (Done) | Emulgade CM | Analytical - Chem_131A
7O4OA347 | Certificate of Analysis | Certificate of Analysis | Default | [5 empty] | Lauryl Glucoside | Analytical-Chem_NY_Lauryl Glucoside
7O4OA347 | Chemical Inspection | Contamination | TM 208 |  |  |  |  | None (Done) | Lauryl Glucoside | Analytical-Chem_NY_Lauryl Glucoside
7O4OA347 | Chemical Inspection | Color | TM 208 |  |  |  |  | Match standard (Done) | Lauryl Glucoside | Analytical-Chem_NY_Lauryl Glucoside
7O4OA347 | Chemical Inspection | Appearance | TM 208 |  |  |  |  | Match standard (Done) | Lauryl Glucoside | Analytical-Chem_NY_Lauryl Glucoside
7O4OA347 | Chemical Inspection | Odor | TM 208 |  |  |  |  | Match standard (Done) | Lauryl Glucoside | Analytical-Chem_NY_Lauryl Glucoside
7O4OA347 | Identification | IR Identification | TM 411 |  |  |  |  | Comparison of scans of sample vs standard (Done) | Lauryl Glucoside | Analytical-Chem_NY_Lauryl Glucoside
7O4OA401 | Certificate of Analysis | Certificate of Analysis | Default |  |  |  |  | CofA meets specifications (Done) | Feminine Hygiene Wipe Fragrance | Analytical - Chem_132A
7O4OA401 | Specific Gravity at 25�C | SG | TM 202 | 1.0115 | 1.0315 |  | FDA,4 |  | Feminine Hygiene Wipe Fragrance | Analytical - Chem_132A
7O4OA401 | Refractive Index at 25�C | Refractive Index | TM 204 | 1.4794 | 1.4994 |  | FDA,3 |  | Feminine Hygiene Wipe Fragrance | Analytical - Chem_132A
7O4OA401 | Chemical Inspection | Appearance | TM 208 |  |  |  |  | Clear Liquid (Done) | Feminine Hygiene Wipe Fragrance | Analytical - Chem_132A
7O4OA401 | Chemical Inspection | Contamination | TM 208 |  |  |  |  | None (Done) | Feminine Hygiene Wipe Fragrance | Analytical - Chem_132A
7O4OA401 | Chemical Inspection | Color | TM 208 |  |  |  |  | Colorless to light yellow (Done) | Feminine Hygiene Wipe Fragrance | Analytical - Chem_132A
7O4OA401 | Chemical Inspection | Odor | TM 208 |  |  |  |  | Fresh Floral (Done) | Feminine Hygiene Wipe Fragrance | Analytical - Chem_132A
7O4OA401 | Identification | IR Identification | TM 411 |  |  |  |  | Close Match to Standard Sample or Spectrum (Done) | Feminine Hygiene Wipe Fragrance | Analytical - Chem_132A
7O4OA490 | Certificate of Analysis | Certificate of Analysis | Default |  |  |  |  | CofA meets specifications (Done) | Dowanol DPnP | Analytical - Chem_133A
7O4OA490 | Specific Gravity at 25�C | SG | TM 202 | 0.909 | 0.929 |  | FDA,3 |  | Dowanol DPnP | Analytical - Chem_133A
7O4OA490 | Chemical Inspection | Appearance | TM 208 |  |  |  |  | Clear Liquid (Done) | Dowanol DPnP | Analytical - Chem_133A
7O4OA490 | Chemical Inspection | Odor | TM 208 |  |  |  |  | Ether (Done) | Dowanol DPnP | Analytical - Chem_133A
7O4OA490 | Chemical Inspection | Contamination | TM 208 |  |  |  |  | None (Done) | Dowanol DPnP | Analytical - Chem_133A
7O4OA490 | Chemical Inspection | Color | TM 208 |  |  |  |  | Colorless (Done) | Dowanol DPnP | Analytical - Chem_133A
7O4OA490 | Identification | IR Identification | TM 411 |  |  |  |  | Close Match to Standard Sample or Spectrum (Done) | Dowanol DPnP | Analytical - Chem_133A
7O4OA580 | Certificate of Analysis | Certificate of Analysis | Default |  |  |  |  | CofA meets specifications (Done) | Glycacil SG | Analytical - Chem_NY_Glycacil SG
7O4OA580 | Chemical Inspection | Odor | TM 208 |  |  |  |  | Characteristic Match Standard (Done) | Glycacil SG | Analytical - Chem_NY_Glycacil SG
7O4OA580 | Chemical Inspection | Appearance | TM 208 |  |  |  |  | Clear Liquid (Done) | Glycacil SG | Analytical - Chem_NY_Glycacil SG
7O4OA580 | Chemical Inspection | Color | TM 208 |  |  |  |  | Colorless to Amber (Done) | Glycacil SG | Analytical - Chem_NY_Glycacil SG
7O4OA580 | Chemical Inspection | Contamination | TM 208 |  |  |  |  | None (Done) | Glycacil SG | Analytical - Chem_NY_Glycacil SG
7O4OA580 | Identification | IR Identification | TM 411 |  |  |  |  | Close Match to Standard Sample or Spectrum (Done) | Glycacil SG | Analytical - Chem_NY_Glycacil SG
7O4OA634 | Certificate of Analysis | Certificate of Analysis | Default |  |  |  |  | CofA meets specifications (Done) | Water Soluble Flowering Herbs Fragrance | Analytical-Chem_NY_Water Soluble Flowering Herbs Fragrance
7O4OA634 | Specific Gravity at 25�C | SG | TM 202 | 1.0531 | 1.0831 |  | FDA,4 |  | Water Soluble Flowering Herbs Fragrance | Analytical-Chem_NY_Water Soluble Flowering Herbs Fragrance
7O4OA634 | Refractive Index at 25�C | Refractive Index | TM 204 | 1.4655 | 1.4855 |  | FDA,4 |  | Water Soluble Flowering Herbs Fragrance | Analytical-Chem_NY_Water Soluble Flowering Herbs Fragrance
7O4OA634 | Chemical Inspection | Color | TM 208 |  |  |  |  | Pale Yellow to Straw (Done) | Water Soluble Flowering Herbs Fragrance | Analytical-Chem_NY_Water Soluble Flowering Herbs Fragrance
7O4OA634 | Chemical Inspection | Appearance | TM 208 |  |  |  |  | Clear Liquid (Done) | Water Soluble Flowering Herbs Fragrance | Analytical-Chem_NY_Water Soluble Flowering Herbs Fragrance
7O4OA634 | Chemical Inspection | Odor | TM 208 |  |  |  |  | Floral (Done) | Water Soluble Flowering Herbs Fragrance | Analytical-Chem_NY_Water Soluble Flowering Herbs Fragrance
7O4OA634 | Chemical Inspection | Contamination | TM 208 |  |  |  |  | None (Done) | Water Soluble Flowering Herbs Fragrance | Analytical-Chem_NY_Water Soluble Flowering Herbs Fragrance
7O4OA634 | Identification | IR Identification | TM 411 |  |  |  |  | Close Match to Standard Sample or Spectrum (Done) | Water Soluble Flowering Herbs Fragrance | Analytical-Chem_NY_Water Soluble Flowering Herbs Fragrance
7O4OA709 | Certificate of Analysis | Certificate of Analysis | Default | [5 empty] | Cucumber Extract # 11-19-3 | Analytical-Chem_NY_Cucumber Extract # 11-19-3
7O4OA709 | Specific Gravity at 25�C | SG | TM 202 | 1.034 | 1.044 |  | FDA,3 |  | Cucumber Extract # 11-19-3 | Analytical-Chem_NY_Cucumber Extract # 11-19-3
7O4OA709 | Refractive Index at 20°C | Refractive Index at 20°C | TM 204 | 1.42 | 1.43 |  | FDA,3 |  | Cucumber Extract # 11-19-3 | Analytical-Chem_NY_Cucumber Extract # 11-19-3
7O4OA709 | Chemical Inspection | Contamination | TM 208 |  |  |  |  | None (Done) | Cucumber Extract # 11-19-3 | Analytical-Chem_NY_Cucumber Extract # 11-19-3
7O4OA709 | Chemical Inspection | Description | TM 208 |  |  |  |  | Clear colorless liquid having a characteristic odor (Done) | Cucumber Extract # 11-19-3 | Analytical-Chem_NY_Cucumber Extract # 11-19-3
7O4OA911 | Certificate of Analysis | Certificate of Analysis | Default |  |  |  |  | CofA meets specifications (Done) | Zinc Sulfate Heptahydrate | Analytical-Chem_NY_Zinc Sulfate Heptahydrate
7O4OA911 | Chemical Inspection | Contamination | TM 208 |  |  |  |  | None (Done) | Zinc Sulfate Heptahydrate | Analytical-Chem_NY_Zinc Sulfate Heptahydrate
7O4OA911 | Chemical Inspection | Odor | TM 208 |  |  |  |  | Match standard (Done) | Zinc Sulfate Heptahydrate | Analytical-Chem_NY_Zinc Sulfate Heptahydrate
7O4OA911 | Chemical Inspection | Appearance | TM 208 |  |  |  |  | Crystals/crystalline powder (Done) | Zinc Sulfate Heptahydrate | Analytical-Chem_NY_Zinc Sulfate Heptahydrate
7O4OA911 | Chemical Inspection | Color | TM 208 |  |  |  |  | Colorless to white (Done) | Zinc Sulfate Heptahydrate | Analytical-Chem_NY_Zinc Sulfate Heptahydrate
7O4OA911 | Identification | IR Identification | TM 411 |  |  |  |  | To match standard. (Done) | Zinc Sulfate Heptahydrate | Analytical-Chem_NY_Zinc Sulfate Heptahydrate
7O4OD351 | Certificate of Analysis | Certificate of Analysis | Default | [5 empty] | Benzalkonium Chloride 50% | Analytical-Chem_NY_Benzalkonium Chloride 50%
7O4OD351 | Appearance | Appearance | TM 208 |  |  |  |  | Clear liquid, free from foreign material (FFFM) (Done) | Benzalkonium Chloride 50% | Analytical-Chem_NY_Benzalkonium Chloride 50%
7O4OD351 | Ethanol | Ethanol | TM 323 | 5.9 | 6.5 | % v/v | FDA,2 |  | Benzalkonium Chloride 50% | Analytical-Chem_NY_Benzalkonium Chloride 50%
7O4OD351 | Ethanol | Ethanol Final | TM 323 | 5.9 | 6.5 | % v/v | FDA,2 |  | Benzalkonium Chloride 50% | Analytical-Chem_NY_Benzalkonium Chloride 50%
7O4OD351 | Identification A | Identification A - Chloride | TM 4001 | [5 empty] | Benzalkonium Chloride 50% | Analytical-Chem_NY_Benzalkonium Chloride 50%
7O4OD351 | Identification B | Identification B - Benzalkonium | TM 4001 | [5 empty] | Benzalkonium Chloride 50% | Analytical-Chem_NY_Benzalkonium Chloride 50%
7O4OD351 | Total % ADBAC | % BZK and Dual-Quat | TM 434 | 47.5 | 52.5 | % | FDA,1 |  | Benzalkonium Chloride 50% | Analytical-Chem_NY_Benzalkonium Chloride 50%
7O4OD363 | Certificate of Analysis | Certificate of Analysis | Default |  |  |  |  | CofA meets specifications (Done) | Tego Betaine 810 | Analytical - Chem_137A
7O4OD363 | pH as is | pH | TM 200 | 4.5 | 5.5 |  | FDA,1 |  | Tego Betaine 810 | Analytical - Chem_137A
7O4OD363 | Total Solids | Total Solids Final (2 g for 3 hr @ 105°C) | TM 206 | 41 | 45 | % | FDA,1 |  | Tego Betaine 810 | Analytical - Chem_137A
7O4OD363 | Total Solids | Total Solids (2 g for 3 hr @ 105°C) | TM 206 | 41 | 45 | % | FDA,1 |  | Tego Betaine 810 | Analytical - Chem_137A
7O4OD363 | Chemical Inspection | Appearance | TM 208 |  |  |  |  | Clear Liquid (Done) | Tego Betaine 810 | Analytical - Chem_137A
7O4OD363 | Chemical Inspection | Color | TM 208 |  |  |  |  | Colorless to pale yellow (Done) | Tego Betaine 810 | Analytical - Chem_137A
7O4OD363 | Identification | IR Identification | TM 411 |  |  |  |  | Close Match to Standard Sample or Spectrum (Done) | Tego Betaine 810 | Analytical - Chem_137A
7O4OD419 | Certificate of Analysis | Certificate of Analysis | Default |  |  |  |  | CofA meets specifications (Done) | Coconut Fatty Acid | Analytical - Chem_138A
7O4OD419 | Chemical Inspection | Appearance | TM 208 |  |  |  |  | Semi Solid (Done) | Coconut Fatty Acid | Analytical - Chem_138A
7O4OD419 | Chemical Inspection | Contamination | TM 208 |  |  |  |  | None (Done) | Coconut Fatty Acid | Analytical - Chem_138A
7O4OD419 | Chemical Inspection | Color | TM 208 |  |  |  |  | White to light yellow (Done) | Coconut Fatty Acid | Analytical - Chem_138A
7O4OD419 | Chemical Inspection | Odor | TM 208 |  |  |  |  | Fatty (Done) | Coconut Fatty Acid | Analytical - Chem_138A
7O4OD419 | Identification | IR Identification | TM 411 |  |  |  |  | Close Match to Standard Sample or Spectrum (Done) | Coconut Fatty Acid | Analytical - Chem_138A
7O4OD748 | Certificate of Analysis | Certificate of Analysis | Default |  |  |  |  | CofA meets specifications (Done) | Thymol USP/NF | Analytical - Chem_139A
7O4OD748 | Chemical Inspection | Odor | TM 208 |  |  |  |  | To match standard (Done) | Thymol USP/NF | Analytical - Chem_139A
7O4OD748 | Chemical Inspection | Appearance | TM 208 |  |  |  |  | White solid crystals (Done) | Thymol USP/NF | Analytical - Chem_139A
7O4OD748 | Chemical Inspection | Color | TM 208 |  |  |  |  | White Crystals (Done) | Thymol USP/NF | Analytical - Chem_139A
7O4OD748 | Chemical Inspection | Contamination | TM 208 |  |  |  |  | None (Done) | Thymol USP/NF | Analytical - Chem_139A
7O4OD748 | Identification | IR Identification | TM 411 |  |  |  |  | Close Match to Standard Sample or Spectrum (Done) | Thymol USP/NF | Analytical - Chem_139A
7O4OF575 | Certificate of Analysis | Certificate of Analysis | Default |  |  |  |  | CofA meets specifications (Done) | Plantaren 2000N-UP | Analytical-Che_NY_Plantaren 2000N - UP
7O4OF575 | Chemical Inspection | Contamination | TM 208 |  |  |  |  | None (Done) | Plantaren 2000N-UP | Analytical-Che_NY_Plantaren 2000N - UP
7O4OF575 | Chemical Inspection | Appearance | TM 208 |  |  |  |  | Hazy, Pale Yellow Liquid (Done) | Plantaren 2000N-UP | Analytical-Che_NY_Plantaren 2000N - UP
7O4OF575 | Identification | IR Identification | TM 411 |  |  |  |  | Close Match to Standard Sample or Spectrum (Done) | Plantaren 2000N-UP | Analytical-Che_NY_Plantaren 2000N - UP
7O4OF602 | Certificate of Analysis | Certificate of Analysis | Default |  |  |  |  | CofA meets specifications (Done) | Phenoxyethanol | Analytical - Chem_141A
7O4OF602 | Chemical Inspection | Contamination | TM 208 |  |  |  |  | None (Done) | Phenoxyethanol | Analytical - Chem_141A
7O4OF602 | Identification | IR Identification | TM 411 |  |  |  |  | Close Match to Standard Sample or Spectrum (Done) | Phenoxyethanol | Analytical - Chem_141A
7O4OG169 | Certificate of Analysis | Certificate of Analysis | Default |  |  |  |  | CofA meets specifications (Done) | Bronidox-L | Analytical - Chem_142A
7O4OG169 | Specific Gravity at 20�C | SG | TM 202 | 1.08 | 1.09 |  | FDA,3 |  | Bronidox-L | Analytical - Chem_142A
7O4OG169 | Refractive Index at 20°C | Refractive Index at 20°C | TM 204 | 1.435 | 1.437 |  | FDA,3 |  | Bronidox-L | Analytical - Chem_142A
7O4OG169 | Chemical Inspection | Appearance | TM 208 |  |  |  |  | Clear Liquid (Done) | Bronidox-L | Analytical - Chem_142A
7O4OG169 | Chemical Inspection | Contamination | TM 208 |  |  |  |  | None (Done) | Bronidox-L | Analytical - Chem_142A
7O4OG169 | Chemical Inspection | Color | TM 208 |  |  |  |  | Colorless (Done) | Bronidox-L | Analytical - Chem_142A
7O4OG169 | Identification | IR Identification | TM 411 |  |  |  |  | Close Match to Standard Sample or Spectrum (Done) | Bronidox-L | Analytical - Chem_142A
7O4OH247 | Certificate of Analysis | Certificate of Analysis | Default |  |  |  |  | CofA meets specifications (Done) | Multitrope 1214 | Analytical - Chem_143A
7O4OH247 | pH | pH (1% w/v aqueous solution) | TM 200 |  | 2 |  | FDA,1 |  | Multitrope 1214 | Analytical - Chem_143A
7O4OH247 | Chemical Inspection | Contamination | TM 208 |  |  |  |  | None (Done) | Multitrope 1214 | Analytical - Chem_143A
7O4OH247 | Chemical Inspection | Color | TM 208 |  |  |  |  | Colorless to dark amber (Done) | Multitrope 1214 | Analytical - Chem_143A
7O4OH247 | Chemical Inspection | Appearance | TM 208 |  |  |  |  | Clear viscous liquid (Done) | Multitrope 1214 | Analytical - Chem_143A
7O4OH247 | Identification | IR Identification | TM 411 |  |  |  |  | Close Match to Standard Sample or Spectrum (Done) | Multitrope 1214 | Analytical - Chem_143A
7O4OJ123 | Certificate of Analysis | Certificate of Analysis | Default |  |  |  |  | CofA meets specifications (Done) | NET-KOB | Analytical-Chem_NY_NET-KOB
7O4OJ123 | Chemical Inspection | Appearance | TM 208 |  |  |  |  | Viscous Liquid (Done) | NET-KOB | Analytical-Chem_NY_NET-KOB
7O4OJ123 | Chemical Inspection | Contamination | TM 208 |  |  |  |  | None (Done) | NET-KOB | Analytical-Chem_NY_NET-KOB
7O4OJ123 | Chemical Inspection | Odor | TM 208 |  |  |  |  | Characteristic (Done) | NET-KOB | Analytical-Chem_NY_NET-KOB
7O4OJ123 | Chemical Inspection | Color | TM 208 |  |  |  |  | Colorless to pale yellow (Done) | NET-KOB | Analytical-Chem_NY_NET-KOB
7O4OJ123 | Identification | IR Identification | TM 411 |  |  |  |  | Close Match to Standard Sample or Spectrum (Done) | NET-KOB | Analytical-Chem_NY_NET-KOB
7O4OM165 | Certificate of Analysis | Certificate of Analysis | Default |  |  |  |  | CofA meets specifications (Done) | Tocopheryl Acetate | Analytical - Chem_146A
7O4OM165 | Chemical Inspection | Appearance | TM 208 |  |  |  |  | Clear, slightly oily viscous liquid (Done) | Tocopheryl Acetate | Analytical - Chem_146A
7O4OM165 | Chemical Inspection | Contamination | TM 208 |  |  |  |  | None (Done) | Tocopheryl Acetate | Analytical - Chem_146A
7O4OM165 | Chemical Inspection | Odor | TM 208 |  |  |  |  | To match standard (Done) | Tocopheryl Acetate | Analytical - Chem_146A
7O4OM165 | Chemical Inspection | Color | TM 208 |  |  |  |  | Light Yellow (Done) | Tocopheryl Acetate | Analytical - Chem_146A
7O4OM165 | Identification | IR Identification | TM 411 |  |  |  |  | Close Match to Standard Sample or Spectrum (Done) | Tocopheryl Acetate | Analytical - Chem_146A
7O4OM666 | Certificate of Analysis | Certificate of Analysis | Default |  |  |  |  | CofA meets specifications (Done) | Sodium Benzoate EDF NF/FCC | Analytical-Chem_NY_Sodium Benzoate EDF NF/FCC
7O4OM666 | Chemical Inspection | Odor | TM 208 |  |  |  |  | Odorless (Done) | Sodium Benzoate EDF NF/FCC | Analytical-Chem_NY_Sodium Benzoate EDF NF/FCC
7O4OM666 | Chemical Inspection | Contamination | TM 208 |  |  |  |  | None (Done) | Sodium Benzoate EDF NF/FCC | Analytical-Chem_NY_Sodium Benzoate EDF NF/FCC
7O4OM666 | Chemical Inspection | Appearance | TM 208 |  |  |  |  | Extruded Pellets (Done) | Sodium Benzoate EDF NF/FCC | Analytical-Chem_NY_Sodium Benzoate EDF NF/FCC
7O4OM666 | Chemical Inspection | Color | TM 208 |  |  |  |  | White (Done) | Sodium Benzoate EDF NF/FCC | Analytical-Chem_NY_Sodium Benzoate EDF NF/FCC
7O4OM666 | Identification | IR Identification | TM 411 |  |  |  |  | Close Match to Standard Sample or Spectrum (Done) | Sodium Benzoate EDF NF/FCC | Analytical-Chem_NY_Sodium Benzoate EDF NF/FCC
7O4OP065 | Certificate of Analysis | Certificate of Analysis | Default |  |  |  |  | CofA meets specifications (Done) | Actipone White Tea | Analytical - Chem_NY_Actipone White Tea
7O4OP065 | Density @ 20° C | Density | TM 202 | 1.112 | 1.122 |  | FDA,3 |  | Actipone White Tea | Analytical - Chem_NY_Actipone White Tea
7O4OP065 | Refractive Index at 20°C | Refractive Index at 20°C | TM 204 | 1.388 | 1.398 |  | FDA,3 |  | Actipone White Tea | Analytical - Chem_NY_Actipone White Tea
7O4OP065 | Chemical Inspection | Odor | TM 208 |  |  |  |  | Match standard (Done) | Actipone White Tea | Analytical - Chem_NY_Actipone White Tea
7O4OP065 | Chemical Inspection | Color | TM 208 |  |  |  |  | Yellow to Dark Brown (Done) | Actipone White Tea | Analytical - Chem_NY_Actipone White Tea
7O4OP065 | Chemical Inspection | Appearance | TM 208 |  |  |  |  | Clear to slightly cloudy liquid (Done) | Actipone White Tea | Analytical - Chem_NY_Actipone White Tea
7O4OP065 | Chemical Inspection | Contamination | TM 208 |  |  |  |  | None (Done) | Actipone White Tea | Analytical - Chem_NY_Actipone White Tea
7O4OP065 | Identification | IR Identification (TM 411) | TM 411 |  |  |  |  | Matches that of the Reference Standard (Done) | Actipone White Tea | Analytical - Chem_NY_Actipone White Tea
7O4OP075 | Certificate of Analysis | Certificate of Analysis | Default |  |  |  |  | CofA meets specifications (Done) | Magique Lift 02 LF | Analytical - Chem_NY_Magique Lift 02LF
7O4OP075 | Specific Gravity at 25�C | SG | TM 202 | 0.938 | 0.948 |  | FDA,3 |  | Magique Lift 02 LF | Analytical - Chem_NY_Magique Lift 02LF
7O4OP075 | Refractive Index at 25�C | Refractive Index | TM 204 | 1.474 | 1.484 |  | FDA,3 |  | Magique Lift 02 LF | Analytical - Chem_NY_Magique Lift 02LF
7O4OP075 | Chemical Inspection | Contamination | TM 208 |  |  |  |  | None (Done) | Magique Lift 02 LF | Analytical - Chem_NY_Magique Lift 02LF
7O4OP075 | Chemical Inspection | Appearance | TM 208 |  |  |  |  | Liquid (Done) | Magique Lift 02 LF | Analytical - Chem_NY_Magique Lift 02LF
7O4OP075 | Chemical Inspection | Color | TM 208 |  |  |  |  | Colorless to very light yellow (Done) | Magique Lift 02 LF | Analytical - Chem_NY_Magique Lift 02LF
7O4OP075 | Chemical Inspection | Odor | TM 208 |  |  |  |  | Match standard (Done) | Magique Lift 02 LF | Analytical - Chem_NY_Magique Lift 02LF
7O4OP075 | Identification | IR Identification | TM 411 |  |  |  |  | Close Match to Standard Sample or Spectrum (Done) | Magique Lift 02 LF | Analytical - Chem_NY_Magique Lift 02LF
7O4OP093 | Certificate of Analysis | Certificate of Analysis | NA |  |  |  |  | CofA meets specifications (Done) | PEG-11Stearyl Ether | Analytical-Chem_NY_PEG-11
7O4OP093 | Chemical Inspection | Odor | TM 208 |  |  |  |  | Match standard (Done) | PEG-11Stearyl Ether | Analytical-Chem_NY_PEG-11
7O4OP093 | Chemical Inspection | Appearance | TM 208 |  |  |  |  | Clear, Light liquid (Done) | PEG-11Stearyl Ether | Analytical-Chem_NY_PEG-11
7O4OP093 | Chemical Inspection | Contamination | TM 208 |  |  |  |  | None (Done) | PEG-11Stearyl Ether | Analytical-Chem_NY_PEG-11
7O4OP093 | Chemical Inspection | Color | TM 208 |  |  |  |  | Match standard (Done) | PEG-11Stearyl Ether | Analytical-Chem_NY_PEG-11
7O4OP093 | Identification | IR Identification (TM 411) | TM 411 |  |  |  |  | Matches that of the Reference Standard (Done) | PEG-11Stearyl Ether | Analytical-Chem_NY_PEG-11
7O4OP113 | Certificate of Analysis | Certificate of Analysis | Default |  |  |  |  | CofA meets specifications (Done) | Fragrance Robertet The Matcha I | Analytical-Chem_NY_Robertet The Matcha I
7O4OP113 | Specific Gravity at 20�C | SG | TM 202 | 0.96 | 0.97 |  | FDA,3 |  | Fragrance Robertet The Matcha I | Analytical-Chem_NY_Robertet The Matcha I
7O4OP113 | Refractive Index at 20°C | Refractive Index at 20°C | TM 204 | 1.469 | 1.479 |  | FDA,3 |  | Fragrance Robertet The Matcha I | Analytical-Chem_NY_Robertet The Matcha I
7O4OP113 | Chemical Inspection | Appearance | TM 208 |  |  |  |  | Oily liquid (Done) | Fragrance Robertet The Matcha I | Analytical-Chem_NY_Robertet The Matcha I
7O4OP113 | Chemical Inspection | Odor | TM 208 |  |  |  |  | Match standard (Done) | Fragrance Robertet The Matcha I | Analytical-Chem_NY_Robertet The Matcha I
7O4OP113 | Chemical Inspection | Contamination | TM 208 |  |  |  |  | None (Done) | Fragrance Robertet The Matcha I | Analytical-Chem_NY_Robertet The Matcha I
7O4OP113 | Chemical Inspection | Color | TM 208 |  |  |  |  | Pale Yellow – Light Yellow (Done) | Fragrance Robertet The Matcha I | Analytical-Chem_NY_Robertet The Matcha I
7O4OP113 | Identification | IR Identification (TM 411) | TM 411 |  |  |  |  | Matches that of the Reference Standard (Done) | Fragrance Robertet The Matcha I | Analytical-Chem_NY_Robertet The Matcha I
7O4OP197 | Certificate of Analysis | Certificate of Analysis | Default |  |  |  |  | CofA meets specifications (Done) | Emulgade Smart/MB | Analytical-Chem_NY_Emulgade Smart/MB_01
7O4OP197 | pH | pH | TM 200 | 3 | 3.5 |  | FDA,1 |  | Emulgade Smart/MB | Analytical-Chem_NY_Emulgade Smart/MB_01
7O4OP197 | Chemical Inspection | Odor | TM 208 |  |  |  |  | Match standard (Done) | Emulgade Smart/MB | Analytical-Chem_NY_Emulgade Smart/MB_01
7O4OP197 | Chemical Inspection | Contamination | TM 208 |  |  |  |  | None (Done) | Emulgade Smart/MB | Analytical-Chem_NY_Emulgade Smart/MB_01
7O4OP197 | Chemical Inspection | Color | TM 208 |  |  |  |  | White Liquid (Done) | Emulgade Smart/MB | Analytical-Chem_NY_Emulgade Smart/MB_01
7O4OP197 | Chemical Inspection | Appearance | TM 208 |  |  |  |  | Match standard (Done) | Emulgade Smart/MB | Analytical-Chem_NY_Emulgade Smart/MB_01
7O4OP197 | Identification | IR Identification | TM 411 |  |  |  |  | To match standard. (Done) | Emulgade Smart/MB | Analytical-Chem_NY_Emulgade Smart/MB_01
7O4OP230 | Certificate of Analysis | Certificate of Analysis | Default |  |  |  |  | CofA meets specifications (Done) | Hydromanil H. GL. MS | Analytical - Chem_NY_Hydromanil
7O4OP230 | Total Sugar | Total Sugar | TM-002568 | 6.5 | 9 | % | FDA,1 |  | Hydromanil H. GL. MS | Analytical - Chem_NY_Hydromanil
7O4OP230 | Reducing Sugars | Reducing Sugars | TM-002569 | 2.5 | 3.6 | % | FDA,1 |  | Hydromanil H. GL. MS | Analytical - Chem_NY_Hydromanil
7O4OP253 | Certificate of Analysis | Certificate of Analysis | Default |  |  |  |  | CofA meets specifications (Done) | BTC 1010 | Analytical-Chem_NY_BTC 1010
7O4OP253 | pH | pH (10% in water) | TM 200 | 6 | 9 |  | FDA,1 |  | BTC 1010 | Analytical-Chem_NY_BTC 1010
7O4OP253 | Assay | Assay | TM 301/434 | 50 | 55 | % | FDA,0 |  | BTC 1010 | Analytical-Chem_NY_BTC 1010
7O4OP253 | Assay | Assay Final | TM 301/434 | 50 | 55 | % | FDA,0 |  | BTC 1010 | Analytical-Chem_NY_BTC 1010
7O4OP284 | Certificate of Analysis | Certificate of Analysis | Default |  |  |  |  | CofA meets specifications (Done) | Grape Fruit Bliss A 297424 | Analytical - Chem_155A
7O4OP345 | Certificate of Analysis | Certificate of Analysis | Default |  |  |  |  | CofA meets specifications (Done) | Euxyl K 701 | Analytical - Chem_157A
7O4OP345 | Chemical Inspection | Color | TM 208 |  |  |  |  | Yellow (Done) | Euxyl K 701 | Analytical - Chem_157A
7O4OP345 | Chemical Inspection | Contamination | TM 208 |  |  |  |  | None (Done) | Euxyl K 701 | Analytical - Chem_157A
7O4OP345 | Chemical Inspection | Odor | TM 208 |  |  |  |  | Phenoxyethanol-like (Done) | Euxyl K 701 | Analytical - Chem_157A
7O4OP345 | Chemical Inspection | Appearance | TM 208 |  |  |  |  | Clear Liquid (Done) | Euxyl K 701 | Analytical - Chem_157A
7O4OP345 | Identification | IR Identification | TM 411 |  |  |  |  | Close Match to Standard Sample or Spectrum (Done) | Euxyl K 701 | Analytical - Chem_157A
7O4OP448 | Certificate of Analysis | Certificate of Analysis | Default |  |  |  |  | CofA meets specifications (Done) | Promidium CO-LQ-(AP) | Analytical - Chem_197A
7O4OP448 | Certificate of Analysis | Certificate of Analysis | Default |  |  |  |  | CofA meets specifications (Done) | Promidium CO-LQ-(AP) | Analytical - Chem_208A
7O4OP448 | pH | pH (10% in water) | TM 200 | 9 | 11 |  | FDA,1 |  | Promidium CO-LQ-(AP) | Analytical - Chem_197A
7O4OP448 | Specific Gravity at 25�C | SG | TM 202 | 0.9694 | 0.9894 |  | FDA,4 |  | Promidium CO-LQ-(AP) | Analytical - Chem_208A
7O4OP448 | Refractive Index at 25�C | Refractive Index | TM 204 | 1.4655 | 1.4855 |  | FDA,4 |  | Promidium CO-LQ-(AP) | Analytical - Chem_208A
7O4OP448 | Chemical Inspection | Appearance | TM 208 |  |  |  |  | Clear Liquid (Done) | Promidium CO-LQ-(AP) | Analytical - Chem_197A
7O4OP448 | Chemical Inspection | Color | TM 208 |  |  |  |  | Yellow (Done) | Promidium CO-LQ-(AP) | Analytical - Chem_197A
7O4OP448 | Chemical Inspection | Odor | TM 208 |  |  |  |  | Fatty odor (Done) | Promidium CO-LQ-(AP) | Analytical - Chem_197A
7O4OP448 | Chemical Inspection | Contamination | TM 208 |  |  |  |  | None (Done) | Promidium CO-LQ-(AP) | Analytical - Chem_197A
7O4OP448 | Chemical Inspection | Appearance | TM 208 |  |  |  |  | Clear to pale yellow liquid (Done) | Promidium CO-LQ-(AP) | Analytical - Chem_208A
7O4OP448 | Chemical Inspection | Contamination | TM 208 |  |  |  |  | None (Done) | Promidium CO-LQ-(AP) | Analytical - Chem_208A
7O4OP448 | Chemical Inspection | Odor | TM 208 |  |  |  |  | Fresh Bouquet (Done) | Promidium CO-LQ-(AP) | Analytical - Chem_208A
7O4OP448 | Chemical Inspection | TM 230 | TM 230 | 0 | 3 |  | FDA,1 |  | Promidium CO-LQ-(AP) | Analytical - Chem_197A
7O4OP448 | Identification | IR Identification | TM 411 |  |  |  |  | Close Match to Standard Sample or Spectrum (Done) | Promidium CO-LQ-(AP) | Analytical - Chem_197A
7O4OP448 | Identification | IR Identification | TM 411 |  |  |  |  | Close Match to Standard Sample or Spectrum (Done) | Promidium CO-LQ-(AP) | Analytical - Chem_208A
7O4OP567 | pH | pH (10% in water) | TM 200 | 6 | 8.5 |  | FDA,1 |  | BTC 1210 - 80% | Analytical-Chem_NY_BTC 1210-80%
7O4OP567 | Appearance | Appearance | TM 208 |  |  |  |  | Colorless to slight yellow (Done) | BTC 1210 - 80% | Analytical-Chem_NY_BTC 1210-80%
7O4OP567 | Active (BTC 1210-80%) | Active (BTC 1210-80%) | TM 3005 | 80 | 82 | % | FDA,1 |  | BTC 1210 - 80% | Analytical-Chem_NY_BTC 1210-80%
7O4OP567 | Certificate of Analysis | Certificate of Analysis | [5 empty] | CofA meets specifications (Done) | BTC 1210 - 80% | Analytical-Chem_NY_BTC 1210-80%
7O4OP601 | Certificate of Analysis | Certificate of Analysis | Default |  |  |  |  | CofA meets specifications (Done) | Fragrance Symrise Moisture Splash 830644 | Analytical - Chem_107A
7O4OP638 | Certificate of Analysis | Certificate of Analysis | Default |  |  |  |  | CofA meets specifications (Done) | Enhansys CG-100 | Analytical - Chem_192A
7O4OP638 | Chemical Inspection | Appearance | TM 208 |  |  |  |  | Clear, colorless to light yellow liquid / White solid (Done) | Enhansys CG-100 | Analytical - Chem_192A
7O4OP705 | Certificate of Analysis | Certificate of Analysis | Default |  |  |  |  | CofA meets specifications (Done) | Cetaphil Concentrate | Analytical - Chem_NY_Cetaphil Concentrate
7O4OP705 | Temptale Reading | Temptale Reading | N/A | 5 | 40 | ºC | FDA,0 |  | Cetaphil Concentrate | Analytical - Chem_NY_Cetaphil Concentrate
7O4OP705 | pH as is | pH | TM 200 | 5.5 | 7 |  | FDA,1 |  | Cetaphil Concentrate | Analytical - Chem_NY_Cetaphil Concentrate
7O4OP705 | Viscosity | Viscosity (Spindle 3 @ 60RPM in 300 ml beaker) | TM 203 | 400 | 1600 | cps | FDA,0 |  | Cetaphil Concentrate | Analytical - Chem_NY_Cetaphil Concentrate
7O4OP705 | Chemical Inspection | Description | TM 208 |  |  |  |  | Viscous, slightly translucent, offwhite liquid: cetyl alcohol odor (Done) | Cetaphil Concentrate | Analytical - Chem_NY_Cetaphil Concentrate
7O4OP705 | Chemical Inspection | Contamination | TM 208 |  |  |  |  | None (Done) | Cetaphil Concentrate | Analytical - Chem_NY_Cetaphil Concentrate
7O4OP806 | Certificate of Analysis | Certificate of Analysis | Default |  |  |  |  | CofA meets specifications (Done) | Carbopol 2020 | Analytical - Chem_NY_Carbopol 2020
7O4OQ028 | Certificate of Analysis | Certificate of Analysis | Default |  |  |  |  | CofA meets specifications (Done) | Hexylene Glycol | Analytical-Chem_NY_Hexylene Glycol
7O4OQ028 | Certificate of Analysis | Certificate of Analysis | Default |  |  |  |  | CofA meets specifications (Done) | Hexylene Glycol | Analytical - Chem_NY_Euxyl K703
7O4OQ028 | Specific Gravity at 20�C | SG | TM 202 | 0.92 | 0.923 |  | FDA,4 |  | Hexylene Glycol | Analytical-Chem_NY_Hexylene Glycol
7O4OQ028 | Density @ 20° C | Density | TM 202 | 1.124 | 1.128 |  | FDA,3 |  | Hexylene Glycol | Analytical - Chem_NY_Euxyl K703
7O4OQ028 | Refractive Index at 20°C | Refractive Index at 20°C | TM 204 | 1.539 | 1.543 |  | FDA,3 |  | Hexylene Glycol | Analytical - Chem_NY_Euxyl K703
7O4OQ028 | Chemical Inspection | Odor | TM 208 |  |  |  |  | Match standard (Done) | Hexylene Glycol | Analytical-Chem_NY_Hexylene Glycol
7O4OQ028 | Chemical Inspection | Appearance | TM 208 |  |  |  |  | Clear Liquid (Done) | Hexylene Glycol | Analytical-Chem_NY_Hexylene Glycol
7O4OQ028 | Chemical Inspection | Contamination | TM 208 |  |  |  |  | None (Done) | Hexylene Glycol | Analytical-Chem_NY_Hexylene Glycol
7O4OQ028 | Chemical Inspection | Color | TM 208 |  |  |  |  | Colorless (Done) | Hexylene Glycol | Analytical-Chem_NY_Hexylene Glycol
7O4OQ028 | Chemical Inspection | Contamination | TM 208 |  |  |  |  | None (Done) | Hexylene Glycol | Analytical - Chem_NY_Euxyl K703
7O4OQ028 | Chemical Inspection | Color | TM 208 |  |  |  |  | Yellow (Done) | Hexylene Glycol | Analytical - Chem_NY_Euxyl K703
7O4OQ028 | Chemical Inspection | Odor | TM 208 |  |  |  |  | Phenoxyethanol-like (Done) | Hexylene Glycol | Analytical - Chem_NY_Euxyl K703
7O4OQ028 | Chemical Inspection | Appearance | TM 208 |  |  |  |  | Clear Liquid (Done) | Hexylene Glycol | Analytical - Chem_NY_Euxyl K703
7O4OQ028 | Identification | IR Identification | TM 411 |  |  |  |  | To match standard. (Done) | Hexylene Glycol | Analytical-Chem_NY_Hexylene Glycol
7O4OQ028 | Identification | IR Identification | TM 411 |  |  |  |  | Close Match to Standard Sample or Spectrum (Done) | Hexylene Glycol | Analytical - Chem_NY_Euxyl K703
7O4OQ084 | Certificate of Analysis | Certificate of Analysis | Default |  |  |  |  | CofA meets specifications (Done) | Maquat MO2525M - 80% | Analytical - Chem_125A
7O4OQ084 | Certificate of Analysis | Certificate of Analysis | Default |  |  |  |  | CofA meets specifications (Done) | Maquat MO2525M - 80% | Analytical - Chem_NY_Isopropyl alcohol 99% USP_Reduced Test
7O4OQ084 | pH | pH (10% Solution) | TM 200 | 6 | 8 |  | FDA,1 |  | Maquat MO2525M - 80% | Analytical - Chem_125A
7O4OQ084 | Specific Gravity at 25�C | SG | TM 202 | 0.783 | 0.787 |  | FDA,3 |  | Maquat MO2525M - 80% | Analytical - Chem_NY_Isopropyl alcohol 99% USP_Reduced Test
7O4OQ084 | Chemical Inspection | Appearance | TM 208 |  |  |  |  | Clear viscous liquid (Done) | Maquat MO2525M - 80% | Analytical - Chem_125A
7O4OQ084 | Chemical Inspection | Contamination | TM 208 |  |  |  |  | None (Done) | Maquat MO2525M - 80% | Analytical - Chem_125A
7O4OQ084 | Chemical Inspection | Odor | TM 208 |  |  |  |  | None (Done) | Maquat MO2525M - 80% | Analytical - Chem_125A
7O4OQ084 | Chemical Inspection | Color | TM 208 |  |  |  |  | None (Done) | Maquat MO2525M - 80% | Analytical - Chem_125A
7O4OQ084 | Chemical Inspection | Odor | TM 208 |  |  |  |  | IPA - Characteristic (Done) | Maquat MO2525M - 80% | Analytical - Chem_NY_Isopropyl alcohol 99% USP_Reduced Test
7O4OQ084 | Chemical Inspection | Contamination | TM 208 |  |  |  |  | None (Done) | Maquat MO2525M - 80% | Analytical - Chem_NY_Isopropyl alcohol 99% USP_Reduced Test
7O4OQ084 | Chemical Inspection | Color | TM 208 |  |  |  |  | Colorless (Done) | Maquat MO2525M - 80% | Analytical - Chem_NY_Isopropyl alcohol 99% USP_Reduced Test
7O4OQ084 | Chemical Inspection | Appearance | TM 208 |  |  |  |  | Clear, mobile liquid (Done) | Maquat MO2525M - 80% | Analytical - Chem_NY_Isopropyl alcohol 99% USP_Reduced Test
7O4OQ084 | Assay | Assay | TM 301/434 | 76 | 84 | % | FDA,1 |  | Maquat MO2525M - 80% | Analytical - Chem_125A
7O4OQ084 | Assay | Assay Final | TM 301/434 | 76 | 84 | % | FDA,1 |  | Maquat MO2525M - 80% | Analytical - Chem_125A
7O4OQ084 | Assay | Assay | TM 376 | 99 |  | % | FDA,1 |  | Maquat MO2525M - 80% | Analytical - Chem_NY_Isopropyl alcohol 99% USP_Reduced Test
7O4OQ084 | Assay | Assay Final | TM 376 | 99 |  | % | FDA,1 |  | Maquat MO2525M - 80% | Analytical - Chem_NY_Isopropyl alcohol 99% USP_Reduced Test
7O4OQ084 | Identification | IR Identification | TM 411 |  |  |  |  | Close Match to Standard Sample or Spectrum (Done) | Maquat MO2525M - 80% | Analytical - Chem_125A
7O4OQ084 | Identification | IR Identification | TM 411 |  |  |  |  | Match standard, per USP (Done) | Maquat MO2525M - 80% | Analytical - Chem_NY_Isopropyl alcohol 99% USP_Reduced Test
7O4OQ229 | Certificate of Analysis | Certificate of Analysis | Default |  |  |  |  | CofA meets specifications (Done) | Witch Hazel | Analytical - Chem_NY_Witch Hazel
7O4OQ229 | Certificate of Analysis | Certificate of Analysis | NA |  |  |  |  | CofA meets specifications (Done) | Witch Hazel | Analytical - Chem_Trisodium Citrate Dihydrate USP
7O4OQ229 | Specific Gravity at 25�C | SG | TM 202 | 0.979 | 0.983 |  | FDA,3 |  | Witch Hazel | Analytical - Chem_NY_Witch Hazel
7O4OQ229 | Chemical Inspection | Appearance | TM 208 |  |  |  |  | Clear Liquid (Done) | Witch Hazel | Analytical - Chem_NY_Witch Hazel
7O4OQ229 | Chemical Inspection | Color | TM 208 |  |  |  |  | Colorless (Done) | Witch Hazel | Analytical - Chem_NY_Witch Hazel
7O4OQ229 | Chemical Inspection | Contamination | TM 208 |  |  |  |  | None (Done) | Witch Hazel | Analytical - Chem_NY_Witch Hazel
7O4OQ229 | Chemical Inspection | Odor | TM 208 |  |  |  |  | Characteristic witch hazel, free from acetous odor (Done) | Witch Hazel | Analytical - Chem_NY_Witch Hazel
7O4OQ229 | Chemical Inspection | Appearance | TM 208 |  |  |  |  | Fine granular (Done) | Witch Hazel | Analytical - Chem_Trisodium Citrate Dihydrate USP
7O4OQ229 | Chemical Inspection | Contamination | TM 208 |  |  |  |  | None (Done) | Witch Hazel | Analytical - Chem_Trisodium Citrate Dihydrate USP
7O4OQ229 | Chemical Inspection | Color | TM 208 |  |  |  |  | White (Done) | Witch Hazel | Analytical - Chem_Trisodium Citrate Dihydrate USP
7O4OQ229 | Chemical Inspection | Odor | TM 208 |  |  |  |  | Odorless (Done) | Witch Hazel | Analytical - Chem_Trisodium Citrate Dihydrate USP
7O4OQ229 | Identification | IR Identification | TM 411 |  |  |  |  | Close Match to Standard Sample or Spectrum (Done) | Witch Hazel | Analytical - Chem_Trisodium Citrate Dihydrate USP
7O4OQ229 | Nonvolatile Residue | Total non-volatile reside (calc) | USP |  | 25 | mg/100 mL | FDA,0 |  | Witch Hazel | Analytical - Chem_NY_Witch Hazel
7O4OQ229 | Nonvolatile Residue | End Weight (g) | USP |  |  | g | FDA,0 |  | Witch Hazel | Analytical - Chem_NY_Witch Hazel
7O4OQ229 | Nonvolatile Residue | Start Weight (g) | USP |  |  | g | FDA,0 |  | Witch Hazel | Analytical - Chem_NY_Witch Hazel
7O4OQ229 | pH as is | pH | USP <791> | 3 | 5 |  | FDA,1 |  | Witch Hazel | Analytical - Chem_NY_Witch Hazel
7O4OQ243 | Certificate of Analysis | Certificate of Analysis | Default |  |  |  |  | CofA meets specifications (Done) | Germall II | Analytical - Chem_165A
7O4OQ243 | Chemical Inspection | Color | TM 208 |  |  |  |  | White (Done) | Germall II | Analytical - Chem_165A
7O4OQ243 | Chemical Inspection | Contamination | TM 208 |  |  |  |  | None (Done) | Germall II | Analytical - Chem_165A
7O4OQ243 | Chemical Inspection | Appearance | TM 208 |  |  |  |  | Fine, free-flowing powder (Done) | Germall II | Analytical - Chem_165A
7O4OQ243 | Chemical Inspection | Odor | TM 208 |  |  |  |  | Characteristically mild (Done) | Germall II | Analytical - Chem_165A
7O4OQ243 | Identification | IR Identification | TM 411 |  |  |  |  | Close Match to Standard Sample or Spectrum (Done) | Germall II | Analytical - Chem_165A
7O4OQ268 | Certificate of Analysis | Certificate of Analysis | Default |  |  |  |  | CofA meets specifications (Done) | Euxyl K703 | Analytical - Chem_NY_Euxyl K703
7O4OQ268 | Certificate of Analysis | Certificate of Analysis | Default | [5 empty] | Euxyl K703 | Analytical-Chem_NY_Hexylene Glycol
7O4OQ268 | Density @ 20° C | Density | TM 202 | 1.124 | 1.128 |  | FDA,3 |  | Euxyl K703 | Analytical - Chem_NY_Euxyl K703
7O4OQ268 | Specific Gravity at 20�C | SG | TM 202 | 0.92 | 0.923 |  | FDA,4 |  | Euxyl K703 | Analytical-Chem_NY_Hexylene Glycol
7O4OQ268 | Refractive Index at 20°C | Refractive Index at 20°C | TM 204 | 1.539 | 1.543 |  | FDA,3 |  | Euxyl K703 | Analytical - Chem_NY_Euxyl K703
7O4OQ268 | Chemical Inspection | Color | TM 208 |  |  |  |  | Yellow (Done) | Euxyl K703 | Analytical - Chem_NY_Euxyl K703
7O4OQ268 | Chemical Inspection | Contamination | TM 208 |  |  |  |  | None (Done) | Euxyl K703 | Analytical - Chem_NY_Euxyl K703
7O4OQ268 | Chemical Inspection | Odor | TM 208 |  |  |  |  | Phenoxyethanol-like (Done) | Euxyl K703 | Analytical - Chem_NY_Euxyl K703
7O4OQ268 | Chemical Inspection | Appearance | TM 208 |  |  |  |  | Clear Liquid (Done) | Euxyl K703 | Analytical - Chem_NY_Euxyl K703
7O4OQ268 | Chemical Inspection | Color | TM 208 |  |  |  |  | Colorless (Done) | Euxyl K703 | Analytical-Chem_NY_Hexylene Glycol
7O4OQ268 | Chemical Inspection | Contamination | TM 208 |  |  |  |  | None (Done) | Euxyl K703 | Analytical-Chem_NY_Hexylene Glycol
7O4OQ268 | Chemical Inspection | Appearance | TM 208 |  |  |  |  | Clear Liquid (Done) | Euxyl K703 | Analytical-Chem_NY_Hexylene Glycol
7O4OQ268 | Chemical Inspection | Odor | TM 208 |  |  |  |  | Match standard (Done) | Euxyl K703 | Analytical-Chem_NY_Hexylene Glycol
7O4OQ268 | Identification | IR Identification | TM 411 |  |  |  |  | Close Match to Standard Sample or Spectrum (Done) | Euxyl K703 | Analytical - Chem_NY_Euxyl K703
7O4OQ268 | Identification | IR Identification | TM 411 |  |  |  |  | To match standard. (Done) | Euxyl K703 | Analytical-Chem_NY_Hexylene Glycol
7O4OQ342 | Certificate of Analysis | Certificate of Analysis | Default |  |  |  |  | CofA meets specifications (Done) | Sport Wipe Fragrance | Analytical - Chem_166A
7O4OQ342 | Specific Gravity at 25�C | SG | TM 202 | 0.9455 | 0.9655 |  | FDA,4 |  | Sport Wipe Fragrance | Analytical - Chem_166A
7O4OQ342 | Refractive Index at 25�C | Refractive Index | TM 204 | 1.4505 | 1.4705 |  | FDA,4 |  | Sport Wipe Fragrance | Analytical - Chem_166A
7O4OQ342 | Chemical Inspection | Contamination | TM 208 |  |  |  |  | None (Done) | Sport Wipe Fragrance | Analytical - Chem_166A
7O4OQ342 | Chemical Inspection | Color | TM 208 |  |  |  |  | Very pale yellow (Done) | Sport Wipe Fragrance | Analytical - Chem_166A
7O4OQ342 | Chemical Inspection | Odor | TM 208 |  |  |  |  | Citrus Fresh (Done) | Sport Wipe Fragrance | Analytical - Chem_166A
7O4OQ342 | Chemical Inspection | Appearance | TM 208 |  |  |  |  | Clear, mobile liquid (Done) | Sport Wipe Fragrance | Analytical - Chem_166A
7O4OQ437 | Certificate of Analysis | Certificate of Analysis | Default |  |  |  |  | CofA meets specifications (Done) | Aminomethyl Propanol | Analytical - Chem_168A
7O4OQ437 | Specific Gravity at 25�C | SG | TM 202 | 0.938 | 0.9465 |  | FDA,4 |  | Aminomethyl Propanol | Analytical - Chem_168A
7O4OQ437 | Chemical Inspection | Color | TM 208 |  |  |  |  | Colorless (Done) | Aminomethyl Propanol | Analytical - Chem_168A
7O4OQ437 | Chemical Inspection | Contamination | TM 208 |  |  |  |  | None (Done) | Aminomethyl Propanol | Analytical - Chem_168A
7O4OQ437 | Chemical Inspection | Odor | TM 208 |  |  |  |  | Amine (Done) | Aminomethyl Propanol | Analytical - Chem_168A
7O4OQ437 | Chemical Inspection | Appearance | TM 208 |  |  |  |  | Mobile Liquid (Done) | Aminomethyl Propanol | Analytical - Chem_168A
7O4OQ437 | Identification | IR Identification | TM 411 |  |  |  |  | Close Match to Standard Sample or Spectrum (Done) | Aminomethyl Propanol | Analytical - Chem_168A
7O4OQ890 | Certificate of Analysis | Certificate of Analysis | Default |  |  |  |  | CofA meets specifications (Done) | Butoxyethanol | Analytical - Chem_170A
7O4OQ890 | Chemical Inspection | Color | TM 208 |  |  |  |  | Colorless (Done) | Butoxyethanol | Analytical - Chem_170A
7O4OQ890 | Chemical Inspection | Contamination | TM 208 |  |  |  |  | None (Done) | Butoxyethanol | Analytical - Chem_170A
7O4OQ890 | Chemical Inspection | Appearance | TM 208 |  |  |  |  | Clear Liquid (Done) | Butoxyethanol | Analytical - Chem_170A
7O4OQ890 | Chemical Inspection | Odor | TM 208 |  |  |  |  | Ether-like (Done) | Butoxyethanol | Analytical - Chem_170A
7O4OQ890 | Identification | IR Identification | TM 411 |  |  |  |  | Close Match to Standard Sample or Spectrum (Done) | Butoxyethanol | Analytical - Chem_170A
7O4OS407 | Certificate of Analysis | Certificate of Analysis | Default |  |  |  |  | CofA meets specifications (Done) | 20% Chlorhexidine Gluconate Solution Ph. Eur., BP | Analytical - Chem_173A
7O4OS407 | Chemical Inspection | Description | TM 208 |  |  |  |  | An almost colorless or paleyellowish liquid (Done) | 20% Chlorhexidine Gluconate Solution Ph. Eur., BP | Analytical - Chem_173A
7O4OS407 | Identification | Identification B (USP <201>) | USP |  |  |  |  | Conforms to USP (Done) | 20% Chlorhexidine Gluconate Solution Ph. Eur., BP | Analytical - Chem_173A
7O4OS407 | Identification | Identification A (USP <197k>) | USP |  |  |  |  | Conforms to USP (Done) | 20% Chlorhexidine Gluconate Solution Ph. Eur., BP | Analytical - Chem_173A
7O4OS407 | Organic Impurities Part II | Chlorhexidine glucityl triazine | USP |  | 0.4 | % | FDA,1 |  | 20% Chlorhexidine Gluconate Solution Ph. Eur., BP | Analytical - Chem_173A
7O4OS407 | Organic Impurities Part II | RRT of Any individual unspecified impuritv | USP |  |  |  | FDA,2 |  | 20% Chlorhexidine Gluconate Solution Ph. Eur., BP | Analytical - Chem_173A
7O4OS407 | Organic Impurities Part II | RRT of Chlorhexidine nitrile | USP |  |  |  | FDA,2 |  | 20% Chlorhexidine Gluconate Solution Ph. Eur., BP | Analytical - Chem_173A
7O4OS407 | Organic Impurities Part II | RRT of Chlorhexidine amine | USP |  |  |  | FDA,2 |  | 20% Chlorhexidine Gluconate Solution Ph. Eur., BP | Analytical - Chem_173A
7O4OS407 | Organic Impurities Part II | RRT of Chlorhexidine guanidine | USP |  |  |  | FDA,2 |  | 20% Chlorhexidine Gluconate Solution Ph. Eur., BP | Analytical - Chem_173A
7O4OS407 | Organic Impurities Part II | RRT of o-Chlorhexidine and specified unidentified | USP |  |  |  | FDA,2 |  | 20% Chlorhexidine Gluconate Solution Ph. Eur., BP | Analytical - Chem_173A
7O4OS407 | Organic Impurities Part II | RRT of Chlorhexidine | USP |  |  |  | FDA,2 |  | 20% Chlorhexidine Gluconate Solution Ph. Eur., BP | Analytical - Chem_173A
7O4OS407 | Organic Impurities Part II | RRT of Chlorhexidine glucityl triazine | USP |  |  |  | FDA,2 |  | 20% Chlorhexidine Gluconate Solution Ph. Eur., BP | Analytical - Chem_173A
7O4OS407 | Organic Impurities Part II | Chlorhexidine guanidine | USP |  | 0.3 | % | FDA,1 |  | 20% Chlorhexidine Gluconate Solution Ph. Eur., BP | Analytical - Chem_173A
7O4OS407 | Organic Impurities Part II | RRT of Ch!orhexidine oxazinone analog | USP |  |  |  | FDA,2 |  | 20% Chlorhexidine Gluconate Solution Ph. Eur., BP | Analytical - Chem_173A
7O4OS407 | Organic Impurities Part II | Any individual unspecified impuritv | USP |  | 0.1 | % | FDA,1 |  | 20% Chlorhexidine Gluconate Solution Ph. Eur., BP | Analytical - Chem_173A
7O4OS407 | Organic Impurities Part II | RRT of Oxochlorhexidine | USP |  |  |  | FDA,2 |  | 20% Chlorhexidine Gluconate Solution Ph. Eur., BP | Analytical - Chem_173A
7O4OS407 | Organic Impurities Part II | Chlorhexidine nitrile | USP |  | 0.4 | % | FDA,1 |  | 20% Chlorhexidine Gluconate Solution Ph. Eur., BP | Analytical - Chem_173A
7O4OS407 | Organic Impurities Part II | RRT of Chlorhexidine dimer | USP |  |  |  | FDA,2 |  | 20% Chlorhexidine Gluconate Solution Ph. Eur., BP | Analytical - Chem_173A
7O4OS407 | Organic Impurities Part II | p-Chlorophenvl urea | USP |  | 0.2 | % | FDA,1 |  | 20% Chlorhexidine Gluconate Solution Ph. Eur., BP | Analytical - Chem_173A
7O4OS407 | Organic Impurities Part II | RRT of Specified unidentified impuritv 1 | USP |  |  |  | FDA,2 |  | 20% Chlorhexidine Gluconate Solution Ph. Eur., BP | Analytical - Chem_173A
7O4OS407 | Organic Impurities Part II | RRT of p-Chlorophenvl urea | USP |  |  |  | FDA,2 |  | 20% Chlorhexidine Gluconate Solution Ph. Eur., BP | Analytical - Chem_173A
7O4OS407 | Organic Impurities Part II | Specified unidentified impuritv 1 | USP |  | 0.2 | % | FDA,1 |  | 20% Chlorhexidine Gluconate Solution Ph. Eur., BP | Analytical - Chem_173A
7O4OS407 | Organic Impurities Part II | Chlorhexidine | USP |  |  | % | FDA,1 |  | 20% Chlorhexidine Gluconate Solution Ph. Eur., BP | Analytical - Chem_173A
7O4OS407 | Organic Impurities Part II | o-Chlorhexidine and specified unidentified impurit | USP |  | 0.4 | % | FDA,1 |  | 20% Chlorhexidine Gluconate Solution Ph. Eur., BP | Analytical - Chem_173A
7O4OS407 | Organic Impurities Part II | Chlorhexidine dimer | USP |  | 0.5 | % | FDA,1 |  | 20% Chlorhexidine Gluconate Solution Ph. Eur., BP | Analytical - Chem_173A
7O4OS407 | Organic Impurities Part II | RRT of Chlorhexidine urea | USP |  |  |  | FDA,2 |  | 20% Chlorhexidine Gluconate Solution Ph. Eur., BP | Analytical - Chem_173A
7O4OS407 | Organic Impurities Part II | Chlorhexidine urea | USP |  | 0.2 | % | FDA,1 |  | 20% Chlorhexidine Gluconate Solution Ph. Eur., BP | Analytical - Chem_173A
7O4OS407 | Organic Impurities Part II | Ch!orhexidine oxazinone analog | USP |  | 0.2 | % | FDA,1 |  | 20% Chlorhexidine Gluconate Solution Ph. Eur., BP | Analytical - Chem_173A
7O4OS407 | Organic Impurities Part II | Chlorhexidine amine | USP |  | 0.3 | % | FDA,1 |  | 20% Chlorhexidine Gluconate Solution Ph. Eur., BP | Analytical - Chem_173A
7O4OS407 | Organic Impurities Part II | Oxochlorhexidine | USP |  | 0.4 | % | FDA,1 |  | 20% Chlorhexidine Gluconate Solution Ph. Eur., BP | Analytical - Chem_173A
7O4OS407 | Organic Impurities Part II | Total Impurities | USP |  | 3 | % | FDA,1 |  | 20% Chlorhexidine Gluconate Solution Ph. Eur., BP | Analytical - Chem_173A
7O4OS407 | Organic Impurites | p-Chloroaniline | USP |  | 100 | ug/mL | FDA,0 |  | 20% Chlorhexidine Gluconate Solution Ph. Eur., BP | Analytical - Chem_173A
7O4OS407 | Organic Impurites | p-Chloroaniline Final | USP |  | 100 | ug/mL | FDA,0 |  | 20% Chlorhexidine Gluconate Solution Ph. Eur., BP | Analytical - Chem_173A
7O4OS407 | pH | pH (Diluted 1 in 20) | USP <791> | 5.5 | 7 |  | FDA,1 |  | 20% Chlorhexidine Gluconate Solution Ph. Eur., BP | Analytical - Chem_173A
7O4OS407 | Specific Gravity at 25�C | SG | USP/NF <841> | 1.06 | 1.07 |  | FDA,2 |  | 20% Chlorhexidine Gluconate Solution Ph. Eur., BP | Analytical - Chem_173A
7O4OS407 | Assay | Assay | USP-HPLC | 19 | 21 | % | FDA,1 |  | 20% Chlorhexidine Gluconate Solution Ph. Eur., BP | Analytical - Chem_173A
7O4OS407 | Assay | Assay Final | USP-HPLC | 19 | 21 | % | FDA,1 |  | 20% Chlorhexidine Gluconate Solution Ph. Eur., BP | Analytical - Chem_173A
7O4OU225 | Certificate of Analysis | Certificate of Analysis | Default |  |  |  |  | CofA meets specifications (Done) | Sodium Hypochlorite 12.5% | Analytical - Chem_NY_Sodium Hypochlorite 12.5%
7O4OU225 | pH | pH (10% Solution) | TM 200 | 10.5 | 13 |  | FDA,1 |  | Sodium Hypochlorite 12.5% | Analytical - Chem_NY_Sodium Hypochlorite 12.5%
7O4OU225 | Chemical Inspection | Appearance | TM 208 |  |  |  |  | Clear liquid with a chlorine odor (Done) | Sodium Hypochlorite 12.5% | Analytical - Chem_NY_Sodium Hypochlorite 12.5%
7O4OU225 | Chemical Inspection | Color | TM 208 |  |  |  |  | straw-yellow (Done) | Sodium Hypochlorite 12.5% | Analytical - Chem_NY_Sodium Hypochlorite 12.5%
7O4OU225 | % NaOCl | Titrant End Volume (mL) | TM 366 |  |  | mL | FDA,1 |  | Sodium Hypochlorite 12.5% | Analytical - Chem_NY_Sodium Hypochlorite 12.5%
7O4OU225 | % NaOCl | Sample Weight (g) | TM 366 |  |  | g | FDA,4 |  | Sodium Hypochlorite 12.5% | Analytical - Chem_NY_Sodium Hypochlorite 12.5%
7O4OU225 | % NaOCl | Titrant Start Volume (mL) | TM 366 |  |  | mL | FDA,1 |  | Sodium Hypochlorite 12.5% | Analytical - Chem_NY_Sodium Hypochlorite 12.5%
7O4OU225 | % NaOCl | % NaOCl by weight (calc) | TM 366 | 11.5 | 14 | % | FDA,2 |  | Sodium Hypochlorite 12.5% | Analytical - Chem_NY_Sodium Hypochlorite 12.5%
7O4OU225 | % NaOCl | Total Volume of Titrant (mL) | TM 366 |  |  | mL | FDA,1 |  | Sodium Hypochlorite 12.5% | Analytical - Chem_NY_Sodium Hypochlorite 12.5%
7O4OU225 | % NaOCl | % NaOCl by weight Final (calc) | TM 366 | 11.5 | 14 | % | FDA,2 |  | Sodium Hypochlorite 12.5% | Analytical - Chem_NY_Sodium Hypochlorite 12.5%
7O4OU351 | Temptale Reading | Shipment Temperatutre | N/A |  |  |  |  | Send Temperature data to Dermira (Done) | Glycopyrronium Tosylate Monohydrate | Analytical-Chem_NY_Glycopyrronium Tosylate Monohydrate
7O4OU351 | Certificate of Analysis | Certificate of Analysis (ELLI) | NA |  |  |  |  | COA Meets Specification (Done) | Glycopyrronium Tosylate Monohydrate | Analytical-Chem_NY_Glycopyrronium Tosylate Monohydrate
7O4OU351 | Certificate of Analysis | Certificate of Analysis | NA |  |  |  |  | CofA meets specifications (Done) | Glycopyrronium Tosylate Monohydrate | Analytical-Chem_NY_Glycopyrronium Tosylate Monohydrate
7O4OU555 | Certificate of Analysis | Certificate of Analysis | Default |  |  |  |  | CofA meets specifications (Done) | Lidocaine Base USP | Analytical-Chem_NY_Lidocaine Base USP
7O4OU555 | Certificate of Analysis | Certificate of Analysis | Default |  |  |  |  | CofA meets specifications (Done) | Lidocaine Base USP | Analytical-Chem_NY_Lidocaine Reduced testing
7O4OU555 | Chemical Inspection | Appearance | TM 208 |  |  |  |  | Match standard (Done) | Lidocaine Base USP | Analytical-Chem_NY_Lidocaine Base USP
7O4OU555 | Chemical Inspection | Odor | TM 208 |  |  |  |  | Match standard (Done) | Lidocaine Base USP | Analytical-Chem_NY_Lidocaine Base USP
7O4OU555 | Chemical Inspection | Color | TM 208 |  |  |  |  | Match standard (Done) | Lidocaine Base USP | Analytical-Chem_NY_Lidocaine Base USP
7O4OU555 | Chemical Inspection | Contamination | TM 208 |  |  |  |  | None (Done) | Lidocaine Base USP | Analytical-Chem_NY_Lidocaine Base USP
7O4OU555 | Chemical Inspection | Color | TM 208 |  |  |  |  | Match standard (Done) | Lidocaine Base USP | Analytical-Chem_NY_Lidocaine Reduced testing
7O4OU555 | Chemical Inspection | Odor | TM 208 |  |  |  |  | Match standard (Done) | Lidocaine Base USP | Analytical-Chem_NY_Lidocaine Reduced testing
7O4OU555 | Chemical Inspection | Appearance | TM 208 |  |  |  |  | Match standard (Done) | Lidocaine Base USP | Analytical-Chem_NY_Lidocaine Reduced testing
7O4OU555 | Chemical Inspection | Contamination | TM 208 |  |  |  |  | None (Done) | Lidocaine Base USP | Analytical-Chem_NY_Lidocaine Reduced testing
7O4OU555 | Identification | IR Identification (TM 411) | TM 411 |  |  |  |  | Close Match to Standard Sample or Spectrum (Done) | Lidocaine Base USP | Analytical-Chem_NY_Lidocaine Base USP
7O4OU555 | Identification | IR Identification (TM 411) | TM 411 |  |  |  |  | Close Match to Standard Sample or Spectrum (Done) | Lidocaine Base USP | Analytical-Chem_NY_Lidocaine Reduced testing
7O4OU555 | Assay | Assay | USP | 97.5 | 102.5 | % | FDA,1 |  | Lidocaine Base USP | Analytical-Chem_NY_Lidocaine Base USP
7O4OU555 | Melting Range | Melting Range - Start | USP | 66 | 69 | C | FDA,1 |  | Lidocaine Base USP | Analytical-Chem_NY_Lidocaine Base USP
7O4OU555 | Melting Range | Melting Range - End | USP | 66 | 69 | C | FDA,1 |  | Lidocaine Base USP | Analytical-Chem_NY_Lidocaine Base USP
7O4OU555 | Sulfate Content | Sulfate | USP |  | 0.1 | % | FDA,2 |  | Lidocaine Base USP | Analytical-Chem_NY_Lidocaine Base USP
7O4OU555 | Residue on Ignition | Residue on Ignition | USP |  | 0.1 | % | FDA,1 |  | Lidocaine Base USP | Analytical-Chem_NY_Lidocaine Base USP
7O4OU555 | Heavy Metals | Heavy Metals | USP |  | 0.002 | ug/g | FDA,3 |  | Lidocaine Base USP | Analytical-Chem_NY_Lidocaine Base USP
7O4OU555 | Chloride | Chloride | USP |  | 0.0035 | % | FDA,4 |  | Lidocaine Base USP | Analytical-Chem_NY_Lidocaine Base USP
7O4OU555 | Assay | Assay | USP | 97.5 | 102.5 | % | FDA,1 |  | Lidocaine Base USP | Analytical-Chem_NY_Lidocaine Reduced testing
7O4OX231 | Certificate of Analysis | Certificate of Analysis | Default |  |  |  |  | CofA meets specifications (Done) | FD&C Red 40 (FD&C Grade) | Analytical-Chem_NY_FD&C Red 40
7O4OX231 | Appearance | Physical Properties | TM 208 |  |  |  |  | Brown Powder with Purple/red tint Powder (Done) | FD&C Red 40 (FD&C Grade) | Analytical-Chem_NY_FD&C Red 40
7O4OX231 | Identification | Spectrophotometric | TM 3014 | 498 | 504 | λ | FDA,0 |  | FD&C Red 40 (FD&C Grade) | Analytical-Chem_NY_FD&C Red 40
7O4OX231 | Total Color | Spectrophotometric | TM 3014 | 85 |  | % | FDA,0 |  | FD&C Red 40 (FD&C Grade) | Analytical-Chem_NY_FD&C Red 40
7R4OP485 | Certificate of Analysis | Certificate of Analysis | Default |  |  |  |  | CofA meets specifications (Done) | Phenoxyethanol | Analytical - Chem_NY_Phenoxyethanol_7R4OP485
7R4OP485 | Purity | Purity | USP/NF | 98 | 102 | % | FDA,1 |  | Phenoxyethanol | Analytical - Chem_NY_Phenoxyethanol_7R4OP485
7R4OP485 | Specific Gravity at 20�C | SG | USP/NF | 1.105 | 1.11 |  | FDA,3 |  | Phenoxyethanol | Analytical - Chem_NY_Phenoxyethanol_7R4OP485
7R4OP485 | Limit of Phenol | Phenol | USP/NF |  | 25 | ppm | FDA,0 |  | Phenoxyethanol | Analytical - Chem_NY_Phenoxyethanol_7R4OP485

## RM_Product specs (Comp)
PRODUCT_SPEC.PRODUCT | Test Name | PRODUCT_SPEC.COMPONENT | PRODUCT_SPEC.ANALYSIS | PRODUCT_SPEC.MIN_VALUE | PRODUCT_SPEC.MAX_VALUE | PRODUCT_SPEC.UNITS | Rounding_Rule | Results | Material Desc | SP_TestPlan
2EU351 | 2D Matrix (Barcode) | 2D Matrix (Barcode) | TM141_TM143 |  |  |  |  | Meet Specifications (Done) | Qbrexza Web 1ct | Analytical - Web_NP5211_7.0
2OU611 | 2D Matrix (Barcode) | 2D Matrix (Barcode) | TM141_TM143 |  |  |  |  | Meet Specifications (Done) | Qbrexza Web 1ct | Analytical - Web_NP5211_7.0
2AA284SLI | Canister & Lid Inspection | Appearance | TM141_TM143 |  |  |  |  | Appearance Material is clean and free of particulate matter. (Done) | Preparation H Solo | Analytical - Lid_01B
2AA592SLI | Canister & Lid Inspection | Appearance | TM141_TM143 |  |  |  |  | Appearance Material is clean and free of particulate matter. (Done) | Preparation H Medicated Hemorrhoidal Wipes | Analytical - Lid_NY_NP7600_22R1
2AA714SLI | Canister & Lid Inspection | Appearance | TM141_TM143 |  |  |  |  | Appearance Material is clean and free of particulate matter. (Done) | Dove Baby Wipes Solo | Analytical - Lid_01V
2AA922SLI | Canister & Lid Inspection | Appearance | TM141_TM143 | [5 empty] | Dove Baby Wipes Solo | Analytical - Lid_01V
2AA922SLI | Canister & Lid Inspection | Appearance | TM141_TM143 |  |  |  |  | Appearance Material is clean and free of particulate matter. (Done) | Dove Baby Wipes Solo | Analytical - Lid_NY_Skip lot testing
2AJ170SLI | Canister & Lid Inspection | Appearance | TM141_TM143 |  |  |  |  | Appearance Material is clean and free of particulate matter. (Done) | Cetaphil Gentle Skin Cleansing Wipes Solo | Analytical - Lid_NY_NP7600_22FA
2OQ850 | Canister & Lid Inspection | Appearance | Measurement |  |  |  |  | Meets Specifications (Done) | Canister - Extra Large, Ribbed, White | Analytical - Reduced Testing_NY_Can 2OQ850
2AJ190SLI | Canister & Lid Inspection | Appearance | TM141_TM143 |  |  |  |  | Appearance Material is clean and free of particulate matter. (Done) | Cetaphil Gentle Skin Cleansing Wipes Solo | Analytical - Lid_NY_NP7600_22V
2AJ324SLI | Canister & Lid Inspection | Appearance | TM141_TM143 |  |  |  |  | Appearance Material is clean and free of particulate matter. (Done) | Cetaphil Gentle Skin Cleansing Wipes Solo | Analytical - Lid_NY_NP7600_22X
2AQ471LI | Canister & Lid Inspection | Appearance | TM141_TM143 |  |  |  |  | Appearance Material is clean and free of particulate matter. (Done) | Medium Deep Well Lid | Analytical - Lid_04B_560_1
5AP027TY | Box Inspection | Appearance | Default |  |  |  |  | Meets specification (Done) | TY PLASTIC NEUTROG DP CLN 25CT | Analytical - Box_57A
2AU252 | Visual Inspection | Appearance | TM141_TM143 |  |  |  |  | Meets specifications (Done) | L' Oreal paris Sublime Bronze Self-Tanning Twlts. | Analytical - Web_NP3459_8.0
2AU555 | Visual Inspection | Appearance | TM141_TM143 |  |  |  |  | Meets specifications (Done) | Prep H Rapid Relief with Lidocaine Totables | Analytical - Web_NP3460_7.5
3OQ333 | Visual Inspection | Appearance | TM208 |  |  |  |  | Meets specifications (Done) | Embossed Spunlaced Nonwoven - 37 1/2" | Analytical-Applicator_NY_ Embossed Spunlaced Nonwoven - 37 1/2"
2OQ753X | Canister & Lid Inspection | Appearance | Measurement |  |  |  |  | Meets Specifications (Done) | Canister - Large, Ribbed, White | Analytical - Reduced Testing_NY_Can 2OQ753 X
2OQ753 | Canister & Lid Inspection | Appearance | Measurement |  |  |  |  | Meets Specifications (Done) | CAN LARGE CANISTER COPOLYMER | Analytical - Reduced Testing_NY_Can 2OQ753
2BA585SLI | Canister & Lid Inspection | Appearance | TM141_TM143 |  |  |  |  | Appearance Material is clean and free of particulate matter. (Done) | Aveeno Ultra-Calming Sensitive Skin MUR Wipes | Analytical - Lid_19AB
2BP308SLI | Canister & Lid Inspection | Appearance | TM141_TM143 |  |  |  |  | Appearance Material is clean and free of particulate matter. (Done) | Aveeno Ultra-Calming Makeup removing Wipes | Analytical - Lid_Aveeno Ultra-Calming MUR
2OA632SLI | Solo Lid Inspection | Appearance | Measurement |  |  |  |  | Meet specification (Done) | Preparation H Medicated Hemorrhoidal Wipes | Analytical - Lid_NY_Prep H medicated Hemorrhoidal Wipes
2BQ084LI | Canister & Lid Inspection | Appearance | TM141_TM143 |  |  |  |  | Meets Specifications (Done) | Large Deep Well Lid 560 Orifice | Analytical - Lid_11A
2BQ471LI | Canister & Lid Inspection | Appearance | TM141_TM143 |  |  |  |  | Appearance Material is clean and free of particulate matter. (Done) | Medium Deep Well Lid with 560 Orifice Trans Blue | Analytical - Lid_04F_560
2BQ551LI | Canister & Lid Inspection | Appearance | TM141_TM143 |  |  |  |  | Meets Specifications (Done) | Large Deep Well Lid PDI Orifice | Analytical - Lid_13A
2BQ551LI | Canister & Lid Inspection | Appearance | TM141_TM143 |  |  |  |  | Meets Specifications (Done) | Large Deep Well Lid PDI Orifice | Analytical - Lid_NY_Skip lot testing
2CA580SLI | Canister & Lid Inspection | Appearance | TM141_TM143 |  |  |  |  | Appearance Material is clean and free of particulate matter. (Done) | Table Turners Cleaning Multi-Surface Wipes | Analytical - Lid_01R
2EU351 | Visual Inspection | Appearance | TM141_TM143 |  |  |  |  | Meets specifications (Done) | Qbrexza Web 1ct | Analytical - Web_NP5211_7.0
2OA347SLI | Canister & Lid Inspection | Appearance | TM141_TM143 |  |  |  |  | Appearance Material is clean and free of particulate matter. (Done) | Summer's Eve Fresh Cycle Cleans Cloths | Analytical - Lid_NY_Summer's Eve Fresh Cycle
2OA592SLI | Canister & Lid Inspection | Appearance | TM141_TM143 |  |  |  |  | Appearance Material is clean and free of particulate matter. (Done) | Prep-H Medicated Wipes Solo | Analytical - Lid_NY_NP7600_22S
2OA632SLI | Canister & Lid Inspection | Appearance | TM141_TM143 |  |  |  |  | Appearance Material is clean and free of particulate matter. (Done) | Preparation H Medicated Hemorrhoidal Wipes | Analytical - Lid_NY_Prep H medicated Hemorrhoidal Wipes
2OJ124SLI | Canister & Lid Inspection | Appearance | TM141_TM143 |  |  |  |  | Appearance Material is clean and free of particulate matter. (Done) | Cetaphil Gentle Skin Cleansing Wipes Solo | Analytical - Lid_NY_Cetaphil Gentle Skin cleansing wipes solo
2OJ130SLI | Canister & Lid Inspection | Appearance | TM141_TM143 |  |  |  |  | Appearance Material is clean and free of particulate matter. (Done) | Cetaphil Gentle Skin Cleansing Wipes Solo | Analytical - Lid_NY_NP7600_22Y
2OJ213SLI | Canister & Lid Inspection | Appearance | TM141_TM143 |  |  |  |  | Appearance Material is clean and free of particulate matter. (Done) | LID SOLO HYGEA MULTIPURPOSE | Analytical - Lid_01A
2OM304SLI | Canister & Lid Inspection | Appearance | TM141_TM143 |  |  |  |  | Appearance Material is clean and free of particulate matter. (Done) | Sani Professional No-Rinse Sanitizing Solo | Analytical - Lid_No-Rinse sanitizing Solo
2OM701SLI | Canister & Lid Inspection | Appearance | TM141_TM143 |  |  |  |  | Appearance Material is clean and free of particulate matter. (Done) | Sani Professional No-Rinse Sanitizing Solo | Analytical - Lid_No-Rinse sanitizing Solo_01
2OP065 | Visual Inspection | Appearance | TM141_TM143 |  |  |  |  | Meets specifications (Done) | Ponds Evening Soothe Twlts. | Analytical - Web_NP8536_11.875
2OP067 | Visual Inspection | Appearance | TM141_TM143 |  |  |  |  | Meets specifications (Done) | Ponds Original Fresh 28ct Twlts. - Canada | Analytical - Web_NP8536_11.875
2OP067 | Visual Inspection | Appearance | TM141_TM143 |  |  |  |  | Meets specifications (Done) | Ponds Original Fresh 28ct Twlts. - Canada | Analytical - Web_NY_Skip lot testing
2OP073 | Visual Inspection | Appearance | TM141_TM143 |  |  |  |  | Meets specifications (Done) | Ponds Luminous Clean Twlts. | Analytical - Web_NP8536_11.875
2OP075 | Visual Inspection | Appearance | TM141_TM143 |  |  |  |  | Meets specifications (Done) | L'Oreal Paris Revitalift MUR Cleans. Twlt | Analytical - Web_NP8541_12.205
2OP079 | Visual Inspection | Appearance | TM141_TM143 |  |  |  |  | Meets specifications (Done) | L 'Oreal Paris Revitalift MUR Cleans Wipes Canada | Analytical - Web_NP8541_12.205
2OP081 | Visual Inspection | Appearance | TM141_TM143 |  |  |  |  | Meets specifications (Done) | Ponds Original Fresh Twlts. | Analytical - Web_NP8536_11.875
2OP092 | Visual Inspection | Appearance | TM141_TM143 |  |  |  |  | Meets specifications (Done) | Ponds Original Fresh 15ct Twlts. | Analytical - Web_NP8536_10
2OP093LI | Canister & Lid Inspection | Appearance | TM141_TM143 |  |  |  |  | Meets Specifications (Done) | PP Threaded Blue cap | Analytical - Lid_NY_Threaded Blue Cap
2OP138 | Canister & Lid Inspection | Appearance | TM141_TM143 |  |  |  |  | Meets Specifications (Done) | Large Ribbed Straight Walled Canister | Analytical - Reduced Testing_NY_Can 2OP138
2OP138 | Canister & Lid Inspection | Appearance | TM141_TM143 |  |  |  |  | Meets Specifications (Done) | Large Ribbed Straight Walled Canister | Analytical - Skip Lot Relrase_NY_2OP138
2OP138 | Canister & Lid Inspection | Appearance | TM141_TM143 |  |  |  |  | Meets Specifications (Done) | Large Ribbed Straight Walled Canister | Analytical - Skip Lot Relrase_NY_2OP638
2OP138C | Canister & Lid Inspection | Appearance | TM141_TM143 |  |  |  |  | Meets Specifications (Done) | Large Ribbed Straight Walled Canister | Analytical - Skip Lot Relrase_NY_2OP138
2OP159LI | Canister & Lid Inspection | Appearance | TM141_TM143 |  |  |  |  | Appearance Material is clean and free of particulate matter. (Done) | Large Deep Well Lid .560 Orifice Blue | Analytical - Lid_03B
2OP205 | Visual Inspection | Appearance | TM141_TM143 |  |  |  |  | Meets specifications (Done) | Ponds Exfoliating Renewal Twlts | Analytical - Web_NP8536_11.875
2OP213 | Visual Inspection | Appearance | TM141_TM143 |  |  |  |  | Meets specifications (Done) | Garnier Skin Active Clean Micellar Makeup Remover Cleans. Twlts. - Canada | Analytical - Web_NP8541_11
5AP308TY | Box Inspection | Appearance | Default |  |  |  |  | Meets specification (Done) | Plastic Wipes Try | Analytical - Box_63A
2OP242LI | Canister & Lid Inspection | Appearance | TM141_TM143 |  |  |  |  | Meets Specifications (Done) | Large Deep Well Lid-Sani Cloth Prime Lobe Orifice | Analytical - Lid_17C
3AP211 | Visual Inspection | Appearance | TM208 |  |  |  |  | Meets specifications (Done) | Spunlaced Nonwoven 55gsm 37 1/2" | Analytical-Applicator_NY_Spunlaced Nonwoven 55gsm 37 1/2"
3OP138 | Visual Inspection | Appearance | TM208 |  |  |  |  | Meets specifications (Done) | 40 gsm, Hydroentangled Nonwoven 30" with Diamond Emboss | Analytical - Applicator_36D
2OP280LI | Canister & Lid Inspection | Appearance | TM141_TM143 |  |  |  |  | Meets Specifications (Done) | Large Deep Well Lid- Bleach Orifice | Analytical - Lid_17A
2OP520LI | Canister & Lid Inspection | Appearance | TM141_TM143 |  |  |  |  | Appearance Material is clean and free of particulate matter. (Done) | Large Deep Well Lid PDI Orifice | Analytical - Lid_NY_Skip lot testing
2OP638 | Canister & Lid Inspection | Appearance | TM141_TM143 |  |  |  |  | Meets Specifications (Done) | Extra-Large Straight Walled Canister | Analytical - Skip Lot Relrase_NY_2OP638
2OP638 | Canister & Lid Inspection | Appearance | TM141_TM143 |  |  |  |  | Meets Specifications (Done) | Extra-Large Straight Walled Canister | Analytical - Reduced Testing_NY_Can 2OP638
2OP638 | Canister & Lid Inspection | Appearance | TM141_TM143 |  |  |  |  | Meets Specifications (Done) | Extra-Large Straight Walled Canister | Analytical - Skip Lot Relrase_NY_2OP138
2OP638LI | Canister & Lid Inspection | Appearance | TM141_TM143 |  |  |  |  | Appearance Material is clean and free of particulate matter. (Done) | Large Deep Well Lid PDI Orifice Translucent Gray | Analytical - Lid_13D
3XP667 | Visual Inspection | Appearance | TM208 |  |  |  |  | Meets specifications (Done) | Spunlaced Nonwoven 50gsm 100% Polyester - 38.75" | Analytical-Applicator_NY_Spunlaced Nonwoven 50 gsm 100% Polyester-38.75"
2CA922 | Appearance | Appearance | TM208 |  |  |  |  | Meets specifications (Done) | Dove Baby Sensitive Moisture Wipes | Analytical - Web_NP8810_12.125
2CA911 | Appearance | Appearance | TM208 |  |  |  |  | Meets specifications (Done) | Dove Baby Rich Moisture Wipes | Analytical - Web_NP8810_12.125
2OP638LI | Canister & Lid Inspection | Appearance | TM141_TM143 |  |  |  |  | Appearance Material is clean and free of particulate matter. (Done) | Large Deep Well Lid PDI Orifice Translucent Gray | Analytical - Lid_NY_Skip lot testing
2OQ850X | Canister & Lid Inspection | Appearance | Measurement |  |  |  |  | Meets Specifications (Done) | Canister - Extra Large, Ribbed, White | Analytical - Reduced Testing_NY_Can 2OQ850X
2OP638LI | Canister & Lid Inspection | Appearance | TM141_TM143 |  |  |  |  | Meets Specifications (Done) | Large Deep Well Lid PDI Orifice Translucent Gray | Analytical - Skip Lot Relrase_NY_2OP638
2OQ850LI | Canister & Lid Inspection | Appearance | TM141_TM143 |  |  |  |  | Appearance Material is clean and free of particulate matter. (Done) | Large Deep Well Lid .560 Orifice | Analytical - Lid_NY_Skip lot testing
3OQ551 | Visual Inspection | Appearance | TM208 | [5 empty] | 40gsm, Hydroentangled Nonwoven, 42" | Analytical - Applicator_15E
2OQ850LI | Canister & Lid Inspection | Appearance | TM141_TM143 |  |  |  |  | Appearance Material is clean and free of particulate matter. (Done) | Large Deep Well Lid .560 Orifice | Analytical - Lid_11B
2OQ882LI | Canister & Lid Inspection | Appearance | TM141_TM143 |  |  |  |  | Appearance Material is clean and free of particulate matter. (Done) | LID LG DW DP GREEN 560 ORIFICE | Analytical - Lid_12A
2OU611 | Visual Inspection | Appearance | TM141_TM143 |  |  |  |  | Meets specifications (Done) | Qbrexza Web 1ct | Analytical - Web_NP5211_7.0
3OP197A-SU | Label Inspection | Appearance | TM141_TM143 |  |  |  |  | Material must be clean and free of particulate matter (Done) | Spunlaced Embossed Nonwoven - 900mm | Analytical - Label_NY_NP7200_6.25-4.5
3OX105F | Appearance | Appearance | TM141_TM143 |  |  |  |  | Meets specifications (Done) | Foam 10.5 mL | Analytical-Applicatpr_NY_Foam 10.5ml
3OX465F | Appearance | Appearance | TM141_TM143 |  |  |  |  | Meets specifications (Done) | Foam 26 ml | Microbiologu - Bioburden_Applicator_NY
4ABBY12 | Canister & Lid Inspection | Appearance | TM141_TM143 |  |  |  |  | Meets Specifications (Done) | Liq Natural Baby | Analytical - Skip Lot Relrase_NY_2OP638
5AB123CP | Label Inspection | Appearance | TM141_TM143 |  |  |  |  | Material must be clean and free of particulate matter (Done) | Clear Hang Tab w/Hang Tite 203A Clear Adhesive | Analytical - Label_NY_5AB123CP_1.9375-1.875
2OX465B | Canister & Lid Inspection | Appearance | Measurement |  |  |  |  | Meets Specifications (Done) | Bottle, 26ml | Analytical - Bottle, 26ml
3OX465H | Canister & Lid Inspection | Appearance | Measurement |  |  |  |  | Meets Specifications (Done) | Handle, 26 ml | Analytical - Handle, 26 ml
2OX510B | Canister & Lid Inspection | Appearance | Measurement |  |  |  |  | Meets Specifications (Done) | Bottle, 5.1ml | Microbiologu - Bioburden_Applicator_NY
2OA347SLI | Solo Lid Inspection | Appearance | Measurement |  |  |  |  | Meet specification (Done) | Summer's Eve Fresh Cycle Cleans Cloths | Analytical - Lid_NY_Summer's Eve Fresh Cycle
2AJ170SLI | Solo Lid Inspection | Appearance | Measurement |  |  |  |  | Meet specification (Done) | Cetaphil Gentle Skin Cleansing Wipes Solo | Analytical - Lid_NY_NP7600_22FA
2AJ324SLI | Solo Lid Inspection | Appearance | Measurement |  |  |  |  | Meet specification (Done) | Cetaphil Gentle Skin Cleansing Wipes Solo | Analytical - Lid_NY_NP7600_22X
3OQ444 | Visual Inspection | Appearance | TM208 |  |  |  |  | Meets specifications (Done) | Applicator- 36" Embossed Spunlaced Nonwoven | Analytical-Applicator_NY_36" Embossed Spunlaced Nonwoven
3OQ222 | Visual Inspection | Appearance | TM208 |  |  |  |  | Meets specifications (Done) | Applicator - 30" Embossed Spunlaced Nonwoven | Analytical-Applicator_NY_ 30" Embossed Spunlaced Nonwoven
3OP093PD | Visual Inspection | Appearance | TM208 |  |  |  |  | Meets specifications (Done) | Die Cut Pads 2.25" 90 Count | Analytical-Applicator_NY_Die Cut Pads
2OP093 | Canister & Lid Inspection | Appearance | Measurement |  |  |  |  | Meets Specifications (Done) | 10oz. Blue HDPE Bottle Grade Jar | Analytical - Skip Lot Release_NY_2OP093
3OA592 | Visual Inspection | Appearance | TM208 |  |  |  |  | Meets specifications (Done) | Nonwoven Rolls Dispersible Unembossed - 6" width - 70gsm | Analytical - Applicator_NY_Nonwoven Rolls Dispersible Unembossed - 6" - 70gsm
2OP093 | Canister & Lid Inspection | Appearance | Measurement |  |  |  |  | Meets Specifications (Done) | 10oz. Blue HDPE Bottle Grade Jar | Analytical - Jar _10 oz Blue HDPE Grade Jar
2OP134 | Canister & Lid Inspection | Appearance | Measurement |  |  |  |  | Meets Specifications (Done) | Canister - Medium, Tapered White 4.1" | Analytical - Reduced Testing_NY_Can 2OP134
3OA580 | Visual Inspection | Appearance | TM208 |  |  |  |  | Meets specifications (Done) | 45 gsm, Hydroentangled Nonwoven 11-1/2” | Analytical - Applicator_38A
3OJ213 | Visual Inspection | Appearance | TM208 | [5 empty] | AP1 VJ 40 GSM 50% VISC/50% PET 12" | Analytical - Applicator_08A
2OJ130SLI | Solo Lid Inspection | Appearance | Measurement |  |  |  |  | Meet specification (Done) | Cetaphil Gentle Skin Cleansing Wipes Solo | Analytical - Lid_NY_NP7600_22Y
3OP134 | Visual Inspection | Appearance | TM208 |  |  |  |  | Meets specifications (Done) | 35gsm Stora Flat - 30" | Analytical-Applicator_NY_35gsm Stora Flat - 30"
3XP134 | Visual Inspection | Appearance | TM208 |  |  |  |  | Meets specifications (Done) | 35gsm Stora Flat - 36" | Analytical-Applicator_NY_35gsm Stora Flat - 36"
2OQ753 | Canister & Lid Inspection | Appearance | Measurement |  |  |  |  | Meets Specifications (Done) | CAN LARGE CANISTER COPOLYMER | Analytical - Skip Lot Release_NY_2OQ753
3DQ595N | Visual Inspection | Appearance | TM208 |  |  |  |  | Meets specifications (Done) | AP1 SG THERMAL SH-PP-40 30" | Analytical - Applicator_10I
3OQ890N | Visual Inspection | Appearance | TM208 |  |  |  |  | Meets specifications (Done) | AP1 SG THERMAL SH-PP-40 36" | Analytical - Applicator_01E
3OQ850N | Visual Inspection | Appearance | TM208 | [5 empty] | Applicator Thermal Bonded Nonwoven-37 1/2" | Analytical - Applicator_01E
3BJ141 | Visual Inspection | Appearance | TM208 |  |  |  |  | Meets specifications (Done) | AP1 VJ 43G 40/60 BGDOT 11.625 | Analytical - Applicator_07K
3XP253 | Visual Inspection | Appearance | TM208 |  |  |  |  | Meets specifications (Done) | 35gsm Flat Thermoembonded Nonwoven 30" | Analytical - Applicator_NY_35gsm Flat Thermoembonded Nonwoven 30"
3OP242 | Visual Inspection | Appearance | TM208 |  |  |  |  | Meets specifications (Done) | 35gsm Flat Thermoembonded Nonwoven 37.5" | Analytical - Applicator_NY_35gsm Flat Thermoembonded Nonwoven 37.5"
2OA592SLI | Solo Lid Inspection | Appearance | Measurement |  |  |  |  | Meet specification (Done) | Prep-H Medicated Wipes Solo | Analytical - Lid_NY_NP7600_22S
3AU228 | Visual Inspection | Appearance | TM208 |  |  |  |  | Meets specifications (Done) | AP1 SP SPUNLACE 55G 50/50 7.5 | Analytical - Applicator_06I
3XP540 | Visual Inspection | Appearance | TM208 |  |  |  |  | Meets specifications (Done) | Spunlaced Nonwoven 50gsm 100% Polyester - 42" | Analytical-Applicator_NY_Spunlaced Nonwoven 50 gsm 100% Polyester-42"
3OU265 | Visual Inspection | Appearance | TM208 |  |  |  |  | Meets specifications (Done) | Spunlaced Nonwoven 50 gsm 100% Polyester – 11 1/2” | Analytical - Applicator_10H
2OQ850 | Canister & Lid Inspection | Appearance | Measurement |  |  |  |  | Meets Specifications (Done) | Canister - Extra Large, Ribbed, White | Analytical - Reduced Testing_NY_Can 2OQ850X
2OQ850X | Canister & Lid Inspection | Appearance | Measurement |  |  |  |  | Meets Specifications (Done) | Canister - Extra Large, Ribbed, White | Analytical - Reduced Testing_NY_Can 2OQ850
3XP138 | Visual Inspection | Appearance | TM208 |  |  |  |  | Meets specifications (Done) | 40 gsm, Hydroentangled Nonwoven 37 1/2" with Diamond Emboss | Analytical - Applicator_36B
3OH592 | Visual Inspection | Appearance | TM208 |  |  |  |  | Meets specifications (Done) | 40 gsm, Hydroentangled Nonwoven 7 7/8” with Diamond Emboss | Analytical - Applicator_36A
3OU275 | Visual Inspection | Appearance | TM208 |  |  |  |  | Meets specifications (Done) | 40 gsm, Hydroentangled Nonwoven 11 3/4” with Diamond Emboss | Analytical - Applicator_36C
3OA347 | Visual Inspection | Appearance | TM208 | [5 empty] | Nonwoven Rolls Dispersible Unembossed - 6" width-65 gsm | Analytical-Applicator_NY_Nonwoven Rolls Dispersable Unembossed- 6" width - 65 gsm
3OA911 | Visual Inspection | Appearance | TM208 |  |  |  |  | Meets specifications (Done) | 55gsm Big Dot Embossed Nonwoven | Analytical - Applicator_NY_55gsm Big Dot Embossed Nonwoven
3OP257 | Visual Inspection | Appearance | TM208 |  |  |  |  | Meets specifications (Done) | Spunlaced Nonwoven 50gsm 100% Polyester - 37.5" | Analytical-Applicator_NY_Spunlaced Nonwoven 50 gsm 100% Polyester-37.5"
3OA972 | Visual Inspection | Appearance | TM208 |  |  |  |  | Meets specifications (Done) | 40 gsm, Hydroentangled Nonwoven 9" with Diamond Emboss | Analytical-Applicator_NY_40gsm Hydroentangled Nonwoven 9" with Diamond Emboss
8AA654SI | Label Inspection | Appearance | TM141_TM143 |  |  |  |  | Material must be clean and free of particulate matter (Done) | LBL Remove Completely Label | Analytical - Label_A10
2OP138C | Canister & Lid Inspection | Appearance | Measurement |  |  |  |  | Meets Specifications (Done) | Large Ribbed Straight Walled Canister | Analytical - Reduced Testing_NY_Can 2OP138C
8AA654SI | Label Inspection | Appearance | TM141_TM143 | [5 empty] | LBL Remove Completely Label | Analytical - Label_NY_Skip lot testing
8AA70900 | Label Inspection | Appearance | TM141_TM143 |  |  |  |  | Material must be clean and free of particulate matter (Done) | Preparation H Medicated Wipes for Women | Analytical - Label_NY_NP9990_2.5-4.625
8AP02700RF | Label Inspection | Appearance | TM141_TM143 |  |  |  |  | Material must be clean and free of particulate matter (Done) | Neutrogena Deep Clean Oil Free Makeup Rmvr | Analytical - Label_NY_NP9815_73-85
8AP13800 | Label Inspection | Appearance | TM141_TM143 |  |  |  |  | Material must be clean and free of particulate matter (Done) | PDI Sani Cloth AF3 Front Label | Analytical - Label_NY_NP7200_6.25-4
8AP21100A | Label Inspection | Appearance | TM141_TM143 |  |  |  |  | Material must be clean and free of particulate matter (Done) | Neutrogena makeup Remover Cleans Twlts | Analytical - Label_NY_NP9890_85-73
8AP22800 | Label Inspection | Appearance | TM141_TM143 |  |  |  |  | Material must be clean and free of particulate matter (Done) | Sani pro - Sani Cloth Disinfecting Multi-surface Wipes | Analytical - Label_NY_NP7200_5.8125-6.5
8AP24200 | Label Inspection | Appearance | TM141_TM143 |  |  |  |  | Material must be clean and free of particulate matter (Done) | Sani-Cloth Prime Extra Large Wipe | Analytical - Label_NY_NP7200_5.8125-6.5
2CA735 | Appearance | Appearance | TM208 |  |  |  |  | Meets specifications (Done) | Dove Baby Sensitive Moisture Wipes | Analytical - Web_NP8810_12.125
3OA347 | Visual Inspection | Appearance | TM208 |  |  |  |  | Meets specifications (Done) | Nonwoven Rolls Dispersible Unembossed - 6" width-65 gsm | Microbiologu - Bioburden_Applicator_NY
8AP25300 | Label Inspection | Appearance | TM141_TM143 |  |  |  |  | Material must be clean and free of particulate matter (Done) | PDI Sani Cloth Prime Front Label | Analytical - Label_NY_NP7200_6.25-4.5
8AP25301 | Label Inspection | Appearance | TM141_TM143 |  |  |  |  | Material must be clean and free of particulate matter (Done) | PDI Sani Cloth Prime Back Label | Analytical - Label_NY_NP7200_6.25-4.5
8AP32800 | Label Inspection | Appearance | TM141_TM143 |  |  |  |  | Material must be clean and free of particulate matter (Done) | Neutrogena Oil-Free Cleansing Wipes | Analytical - Label_NY_NP98372_73-85
8AP33700 | Label Inspection | Appearance | TM141_TM143 |  |  |  |  | Material must be clean and free of particulate matter (Done) | Neutrogena Deep Clean MUR Wipes Reseal | Analytical - Label_NY_NP9815_73-85
8AP34500A | Label Inspection | Appearance | TM141_TM143 |  |  |  |  | Material must be clean and free of particulate matter (Done) | Avon Makeup Remover Wipes Reseal. | Analytical - Label_NY_NP9800_3.375-2.3437
2AA592SLI | Solo Lid Inspection | Appearance | Measurement |  |  |  |  | Meet specification (Done) | Preparation H Medicated Hemorrhoidal Wipes | Analytical - Lid_NY_NP7600_22R1
8AP52000 | Label Inspection | Appearance | TM141_TM143 |  |  |  |  | Material must be clean and free of particulate matter (Done) | Henry Schein Maxi Wipe 65ct | Analytical - Label_NY_Skip lot testing
8AP52001 | Label Inspection | Appearance | TM141_TM143 |  |  |  |  | Material must be clean and free of particulate matter (Done) | LBL HENRY SCHEIN MAXI WIPE | Analytical - Label_NY_Skip lot testing
8AP520CK | Label Inspection | Appearance | TM141_TM143 |  |  |  |  | Material must be clean and free of particulate matter (Done) | Henry Schein Maxi Wipe | Analytical - Label_NY_Skip lot testing
8AP56701 | Label Inspection | Appearance | TM141_TM143 |  |  |  |  | Material must be clean and free of particulate matter (Done) | Sani Professional No Rinse Sanitizing Multi-Surface Wipes | Analytical - Label_NY_NP7200_5.8125-6.5
8AP60100RF | Label Inspection | Appearance | TM141_TM143 |  |  |  |  | Material must be clean and free of particulate matter (Done) | Neutrogena makeup Remover Cleans Twlts | Analytical - Label_NY_NP9890_73-85
8AP63800 | Label Inspection | Appearance | TM141_TM143 |  |  |  |  | Material must be clean and free of particulate matter (Done) | PDI Sani Cloth AF3 65ct | Analytical - Label_NY_NP7200_5.8125-6.5
8AP66701 | Label Inspection | Appearance | TM141_TM143 |  |  |  |  | Material must be clean and free of particulate matter (Done) | Sani Professional No Rinse Sanitizing Multi-Surface Wipes | Analytical - Label_NY_NP7200_5.8125-6.5
3OX465H | Canister & Lid Inspection | Appearance | Measurement |  |  |  |  | Meets Specifications (Done) | Handle, 26 ml | Microbiologu - Bioburden_Applicator_NY
2OX510B | Canister & Lid Inspection | Appearance | Measurement |  |  |  |  | Meets Specifications (Done) | Bottle, 5.1ml | Analytical - Bottle, 5.1ml
3DQ595 | Visual Inspection | Appearance | TM208 |  |  |  |  | Meets specifications (Done) | AP1 SG THERMAL SH-PP-40 30" | Analytical - Applicator_10D
8AP713RSL | Label Inspection | Appearance | TM141_TM143 |  |  |  |  | Material must be clean and free of particulate matter (Done) | Cetaphil Gentle Skin Cleansing Cloths Reseal | Analytical - Label_NY_NP9800_3.375-2.3437
2OP638 | Canister & Lid Inspection | Appearance | Measurement |  |  |  |  | Meets Specifications (Done) | Extra-Large Straight Walled Canister | Analytical - Reduced Testing_NY_Can 2OP638
8AU120CK | Label Inspection | Appearance | TM141_TM143 |  |  |  |  | Material must be clean and free of particulate matter (Done) | PDI Hygea Personal Cleansing Washcloths | Analytical - Label_NY_NP7030_6-4
2OP138 | Canister & Lid Inspection | Appearance | Measurement |  |  |  |  | Meets Specifications (Done) | Large Ribbed Straight Walled Canister | Analytical - Reduced Testing_NY_Can 2OP138
8BA70900 | Label Inspection | Appearance | TM141_TM143 |  |  |  |  | Material must be clean and free of particulate matter (Done) | Preparation H Medicated Hemorrhoidal Wipes for Women | Analytical - Label_NY_NP9990_2.5-4.625
8BB196CK | Label Inspection | Appearance | TM141_TM143 |  |  |  |  | Material must be clean and free of particulate matter (Done) | PDI Prevantics Device Swab Case label | Analytical - Label_NY_NP7030_6-5
8BB470CK | Label Inspection | Appearance | TM141_TM143 |  |  |  |  | Material must be clean and free of particulate matter (Done) | PDI Io-Gone Iodine Remover Pad | Analytical - Label_NY_NP7030_6-4
8BP12801 | Label Inspection | Appearance | TM141_TM143 |  |  |  |  | Material must be clean and free of particulate matter (Done) | PDI Sani Hands Sanitizing Wipes | Analytical - Label_NY_NP7200_4.5-4
8BP128CK | Label Inspection | Appearance | TM141_TM143 |  |  |  |  | Material must be clean and free of particulate matter (Done) | PDI Sani Hands Sanitizing Wipes Case Label | Analytical - Label_NY_NP7030_9-2.625
8BP13800 | Label Inspection | Appearance | TM141_TM143 |  |  |  |  | Material must be clean and free of particulate matter (Done) | PDI Sani Cloth AF3 Large Front Label | Analytical - Label_NY_NP7200_6.25-4.5
8BP13801 | Label Inspection | Appearance | TM141_TM143 |  |  |  |  | Material must be clean and free of particulate matter (Done) | PDI Sani Cloth AF3 Back Label | Analytical - Label_NY_NP7200_6.25-4
3OP081 | Visual Inspection | Appearance | TM208 | [5 empty] | Rolls Flat Spunlaced Nonwoven - 55 gsm | Analytical - Applicator_NY_Rolls Flat Spunlaced Nonwoven-55gsm-30"
8BP22801 | Label Inspection | Appearance | TM141_TM143 |  |  |  |  | Material must be clean and free of particulate matter (Done) | Sani Professional Sani Wipe Back Label. | Analytical - Label_NY_NP7200_5.8125-6.5
8BP25300 | Label Inspection | Appearance | TM141_TM143 |  |  |  |  | Material must be clean and free of particulate matter (Done) | PDI Sani Cloth Prime Front Label | Analytical - Label_NY_NP7200_6.25-4.5
8BP28400 | Label Inspection | Appearance | TM141_TM143 |  |  |  |  | Material must be clean and free of particulate matter (Done) | Neutrogena Oil-Free Cleansing Wipes | Analytical - Label_NY_NP98372_73-85
8BP54001 | Label Inspection | Appearance | TM141_TM143 |  |  |  |  | Material must be clean and free of particulate matter (Done) | PDI Sani Cloth Bleach 75ct | Analytical - Label_NY_Skip lot testing
8BQ76500 | Label Inspection | Appearance | TM141_TM143 | [5 empty] | PDI Sani Hands Hand Sanitizing Wipes | Analytical - Label_NY_NP7200_6-3.75
8BQ76501 | Label Inspection | Appearance | TM141_TM143 |  |  |  |  | Material must be clean and free of particulate matter (Done) | PDI Sani-Hands Hand Sanitizing Wipes CDA | Analytical - Label_NY_NP7200_3.75-6
8BS423CL | Label Inspection | Appearance | TM141_TM143 |  |  |  |  | Material must be clean and free of particulate matter (Done) | PDI Povidone-Iodine Swabstick 3's | Analytical - Label_NY_NP7030_6-5
8CH128CK | Label Inspection | Appearance | TM141_TM143 |  |  |  |  | Material must be clean and free of particulate matter (Done) | CVS Hand Sanitizer Wipes Packet | Analytical - Label_NY_NP7030_9-2.625
8CH211CK | Label Inspection | Appearance | TM141_TM143 |  |  |  |  | Material must be clean and free of particulate matter (Done) | CVS pharmacy Total Home Antibac. Moist Wipes | Analytical - Label_A12
2AJ190SLI | Solo Lid Inspection | Appearance | Measurement |  |  |  |  | Meet specification (Done) | Cetaphil Gentle Skin Cleansing Wipes Solo | Analytical - Lid_NY_NP7600_22V
8CP12800 | Label Inspection | Appearance | TM141_TM143 |  |  |  |  | Material must be clean and free of particulate matter (Done) | PDI Sani Hands Sanitizing Wipes | Analytical - Label_NY_NP7200_4.5-4
8CP13400 | Label Inspection | Appearance | TM141_TM143 | [5 empty] | PDI Sani-Hands 135ct Front Label | Analytical - Label_NY_Skip lot testing
8CP13400 | Label Inspection | Appearance | TM141_TM143 |  |  |  |  | Material must be clean and free of particulate matter (Done) | PDI Sani-Hands 135ct Front Label | Analytical - Label_NY_NP7100_4.5-4
8CP13801 | Label Inspection | Appearance | TM141_TM143 |  |  |  |  | Material must be clean and free of particulate matter (Done) | PDI Sani Cloth AF3 Back Label | Analytical - Label_NY_NP7200_6.25-4.5
8CP15900 | Label Inspection | Appearance | TM141_TM143 |  |  |  |  | Material must be clean and free of particulate matter (Done) | PDI Sani-Hands 220ct Front Label | Analytical - Label_NY_NP7100/NP7200_6-3.75
4FQ51801 | Visual Inspection | Appearance | TM208 | [5 empty] | LIQ IMPROVED GERMICIDAL CLEANI | Analytical - BL_Sani_07C
8CP44500 | Label Inspection | Appearance | TM141_TM143 |  |  |  |  | Material must be clean and free of particulate matter (Done) | Sani Professional Sani Hands Antibac. Wipes | Analytical - Label_NY_NP7200_5.8125-6.5
8CP63801 | Label Inspection | Appearance | TM141_TM143 | [5 empty] | PDI Sani Cloth AF3 65ct | Analytical - Label_A20
8CP63801 | Label Inspection | Appearance | TM141_TM143 |  |  |  |  | Material must be clean and free of particulate matter (Done) | PDI Sani Cloth AF3 65ct | Analytical - Label_NY_NP7200_5.8125-6.5
8CP68301 | Label Inspection | Appearance | TM141_TM143 |  |  |  |  | Material must be clean and free of particulate matter (Done) | LBL HENRY SCHEIN MAXI 160 CAN BACK NP7100 | Analytical - Label_NY_NP7200_5.8125-6.5
8CP68301 | Label Inspection | Appearance | TM141_TM143 | [5 empty] | LBL HENRY SCHEIN MAXI 160 CAN BACK NP7100 | Analytical - Label_A20
8DP13401 | Label Inspection | Appearance | TM141_TM143 |  |  |  |  | Material must be clean and free of particulate matter (Done) | PDI Sani-Hands 135ct Back Label | Analytical - Label_NY_NP7200_4.5-4
8DP43500 | Label Inspection | Appearance | TM141_TM143 |  |  |  |  | Material must be clean and free of particulate matter (Done) | Sani Professional Sani Hands 150ct | Analytical - Label_NY_NP7200_4-4.5
8DP54000 | Label Inspection | Appearance | TM141_TM143 |  |  |  |  | Material must be clean and free of particulate matter (Done) | PDI Sani Cloth Bleach 75ct | Analytical - Label_NY_Skip lot testing
8DP92000 | Label Inspection | Appearance | TM141_TM143 |  |  |  |  | Material must be clean and free of particulate matter (Done) | Sani Professional Sani-Hands 300ct | Analytical - Label_NY_NP7200_6.5-5.8125
8DQ85400 | Label Inspection | Appearance | TM141_TM143 |  |  |  |  | Material must be clean and free of particulate matter (Done) | LBL PDI SANI CLOTH HB 65CT CAN FRT NP7100 | Analytical - Label_A41
8DQ85401 | Label Inspection | Appearance | TM141_TM143 |  |  |  |  | Material must be clean and free of particulate matter (Done) | LBL PDI SANI CLOTH HB 65CT CAN BCK NP7100 | Analytical - Label_A41
8DQ85900 | Label Inspection | Appearance | TM141_TM143 |  |  |  |  | Material must be clean and free of particulate matter (Done) | PDI Sani Cloth Plus | Analytical - Label_NY_NP7200_5.5625-6.25
8DQ85901 | Label Inspection | Appearance | TM141_TM143 |  |  |  |  | Material must be clean and free of particulate matter (Done) | PDI Sani Cloth Plus 65ct Canada | Analytical - Label_NY_NP7200_5.5625-6.25
8DQ91401 | Label Inspection | Appearance | TM141_TM143 |  |  |  |  | Material must be clean and free of particulate matter (Done) | Ecolab Asepti-Wipe II 180ct | Analytical - Label_NY_NP7200_6.25-4.5
8DQ914SL | Label Inspection | Appearance | TM141_TM143 |  |  |  |  | Material must be clean and free of particulate matter (Done) | Ecolab Asepti-Wipe II Case Label | Analytical - Label_NY_NP7030_9-7
3OJ213 | Visual Inspection | Appearance | TM208 |  |  |  |  | Meets specifications (Done) | AP1 VJ 40 GSM 50% VISC/50% PET 12" | Analytical-Applicator_NY_Skip lot testing
3XP667 | Visual Inspection | Appearance | TM208 |  |  |  |  | Meets specifications (Done) | Spunlaced Nonwoven 50gsm 100% Polyester - 38.75" | Analytical-Applicator_NY_Skip lot testing
3XP540 | Visual Inspection | Appearance | TM208 |  |  |  |  | Meets specifications (Done) | Spunlaced Nonwoven 50gsm 100% Polyester - 42" | Analytical - Applicator_NY_Skip lot testing
8EP15901 | Label Inspection | Appearance | TM141_TM143 |  |  |  |  | Material must be clean and free of particulate matter (Done) | PDI Sani-Hands 220ct Back Label | Analytical - Label_NY_NP7200_6.25-4
3OQ333 | Visual Inspection | Appearance | TM208 |  |  |  |  | Meets specifications (Done) | Embossed Spunlaced Nonwoven - 37 1/2" | Analytical-Applicator_NY_Skip lot testing
3OP920 | Visual Inspection | Appearance | TM208 |  |  |  |  | Meets specifications (Done) | SMS Nonwovens Honeycomb Embossed- 35 gsm - 953 mm | Analytical-Applicator_NY_SMS Nonwovens Honeycomb Embossed- 35 gsm - 37.5"
3OX510H | Canister & Lid Inspection | Appearance | Measurement |  |  |  |  | Meets Specifications (Done) | Handle, 5.1 ml | Analytical - Handle, 5.1 ml
8EP43501 | Label Inspection | Appearance | TM141_TM143 |  |  |  |  | Material must be clean and free of particulate matter (Done) | Sani Professional Sani Hands 150ct | Analytical - Label_NY_NP7200_4-4.5
8EP44501 | Label Inspection | Appearance | TM141_TM143 |  |  |  |  | Material must be clean and free of particulate matter (Done) | Sani Professional Sani Hands Antibac. Wipes | Analytical - Label_NY_NP7200_5.8125-6.5
8EP68300 | Label Inspection | Appearance | TM141_TM143 |  |  |  |  | Material must be clean and free of particulate matter (Done) | Henry Schein Maxi Wipe 160ct. | Analytical - Label_NY_NP7200_6.25-4.5
8EP68301 | Label Inspection | Appearance | TM141_TM143 |  |  |  |  | Material must be clean and free of particulate matter (Done) | Henry Schein Maxi Wipe 160ct. | Analytical - Label_NY_NP7200_6.25-4.5
8EP92001 | Label Inspection | Appearance | TM141_TM143 |  |  |  |  | Material must be clean and free of particulate matter (Done) | Sani Professional Sani-Hands 300ct | Analytical - Label_NY_NP7200_6.5-5.8125
2OQ850 | Canister & Lid Inspection | Appearance | Measurement |  |  |  |  | Meets Specifications (Done) | Canister - Extra Large, Ribbed, White | Analytical - Skip Lot Release_NY_2OQ850
8EQ90100 | Label Inspection | Appearance | TM141_TM143 |  |  |  |  | Material must be clean and free of particulate matter (Done) | Sani-Cloth Plus 160ct. Canada | Analytical - Label_NY_NP7200_6.25-4.5
8EQ901CK | Label Inspection | Appearance | TM141_TM143 |  |  |  |  | Material must be clean and free of particulate matter (Done) | PDI Sani Cloth Plus 160ct Canada cs Label | Analytical - Label_NY_NP7030_9-7
8FQ08400 | Label Inspection | Appearance | TM141_TM143 |  |  |  |  | Material must be clean and free of particulate matter (Done) | PDI Sani Cloth HB 160ct | Analytical - Label_NY_NP7200_6.25-4.5
8FQ08401 | Label Inspection | Appearance | TM141_TM143 |  |  |  |  | Material must be clean and free of particulate matter (Done) | PDI Sani Cloth HB 160ct | Analytical - Label_NY_NP7200_6.25-4.5
8FQ85000 | Label Inspection | Appearance | TM141_TM143 |  |  |  |  | Material must be clean and free of particulate matter (Done) | PDI Sani Cloth Plus 65ct | Analytical - Label_NY_NP7200_5.5625-6.25
8FQ859CK | Label Inspection | Appearance | TM141_TM143 |  |  |  |  | Material must be clean and free of particulate matter (Done) | PDI Sani Cloth Plus 65ct Canada | Analytical - Label_NY_NP7030_9-7
8FQ90101 | Label Inspection | Appearance | TM141_TM143 |  |  |  |  | Material must be clean and free of particulate matter (Done) | PDI Sani Cloth Plus 160ct Canada | Analytical - Label_NY_NP7200_6-3.75
8FQ91400 | Label Inspection | Appearance | TM141_TM143 |  |  |  |  | Material must be clean and free of particulate matter (Done) | Ecolab Asepti-Wipe II 180ct | Analytical - Label_NY_NP7200_6.25-4.5
8GQ772SK | Label Inspection | Appearance | TM141_TM143 |  |  |  |  | Material must be clean and free of particulate matter (Done) | LBL PDI BILINE NOT A SKIN WIPE | Analytical - Label_B03
8GQ90101 | Label Inspection | Appearance | TM141_TM143 |  |  |  |  | Material must be clean and free of particulate matter (Done) | Sani-Cloth Plus 160ct. Canada | Analytical - Label_NY_NP7200_6.25-4.5
8HQ50701 | Label Inspection | Appearance | TM141_TM143 |  |  |  |  | Material must be clean and free of particulate matter (Done) | Crosstex Sanitex Plus 160ct | Analytical - Label_NY_NP7200_6.25-4.5
8HQ86900 | Label Inspection | Appearance | TM141_TM143 |  |  |  |  | Material must be clean and free of particulate matter (Done) | PDI Super Sani Cloth 65ct | Analytical - Label_NY_NP7200_6.5-5.8125
8IQ50700 | Label Inspection | Appearance | TM141_TM143 |  |  |  |  | Material must be clean and free of particulate matter (Done) | Crosstex Sanitex PLUS 160ct | Analytical - Label_NY_NP7200_6.25-4.5
8JQ86901 | Label Inspection | Appearance | TM141_TM143 |  |  |  |  | Material must be clean and free of particulate matter (Done) | PDI Super Sani Cloth XL 65ct | Analytical - Label_NY_NP7200_6.5-5.8125
8JQ89000 | Label Inspection | Appearance | TM141_TM143 |  |  |  |  | Material must be clean and free of particulate matter (Done) | Sani-Cloth Plus 160 ct front | Analytical - Label_NY_NP7200_6.25-4.5
8KQ89001 | Label Inspection | Appearance | TM141_TM143 |  |  |  |  | Material must be clean and free of particulate matter (Done) | PDI Sani-Cloth Plus Back | Analytical - Label_NY_NP7200_6.25-4.5
8LQ55101 | Label Inspection | Appearance | TM141_TM143 |  |  |  |  | Material must be clean and free of particulate matter (Done) | PDI Super Sani Cloth 160ct. | Analytical - Label_NY_NP7200_6.25-4
8MB10800 | Label Inspection | Appearance | TM141_TM143 |  |  |  |  | Material must be clean and free of particulate matter (Done) | PDI Prevantics Swab Case Label | Analytical - Label_NY_NP7030_6-5
8MQ55100 | Label Inspection | Appearance | TM141_TM143 |  |  |  |  | Material must be clean and free of particulate matter (Done) | PDI Super Sani Cloth 160ct. | Analytical - Label_NY_NP7200_6.25-4.5
8MQ55101 | Label Inspection | Appearance | TM141_TM143 |  |  |  |  | Material must be clean and free of particulate matter (Done) | PDI Super Sani Cloth 160ct. | Analytical - Label_NY_NP7200_6.25-4.5
8NB10800 | Label Inspection | Appearance | TM141_TM143 |  |  |  |  | Material must be clean and free of particulate matter (Done) | PDI Prevantics Swab Case Label | Analytical - Label_NY_NP7030_6-5
8NS40750 | Label Inspection | Appearance | TM141_TM143 |  |  |  |  | Material must be clean and free of particulate matter (Done) | PDI Prevantics Swabstick Case Label | Analytical - Label_NY_NP7030_6-5
8NS41950 | Label Inspection | Appearance | TM141_TM143 |  |  |  |  | Material must be clean and free of particulate matter (Done) | PDI Prevantics Maxi Swabstick Case Label | Analytical - Label_NY_NP7030_6-5
8OA407SI | Label Inspection | Appearance | TM141_TM143 |  |  |  |  | Material must be clean and free of particulate matter (Done) | Feminine Hygiene Solo Lid Inner Label | Analytical - Label_A10
8OB123CK | Label Inspection | Appearance | TM141_TM143 |  |  |  |  | Material must be clean and free of particulate matter (Done) | PDI Prevantics Device Swab Case label | Analytical - Label_NY_NP7030_6-5
8OD024CK | Label Inspection | Appearance | TM141_TM143 |  |  |  |  | Material must be clean and free of particulate matter (Done) | Wet Nap 24ct. Fresh Antibacterial Hand Wipes Cs. Lbl | Analytical - Label_NY_NP7030_9-2.625
8OD243CK | Label Inspection | Appearance | TM141_TM143 |  |  |  |  | Material must be clean and free of particulate matter (Done) | Wet-Nap Fresh Antibacterial Hand Wipes | Analytical - Label_NY_NP7030_9-2.625
3OQ222 | Visual Inspection | Appearance | TM208 | [5 empty] | Applicator - 30" Embossed Spunlaced Nonwoven | Analytical-Applicator_NY_ Embossed Spunlaced Nonwoven - 37 1/2"
3OQ444 | Visual Inspection | Appearance | TM208 |  |  |  |  | Meets specifications (Done) | Applicator- 36" Embossed Spunlaced Nonwoven | Analytical-Applicator_NY_Skip lot testing
8OH217UP | Label Inspection | Appearance | TM141_TM143 |  |  |  |  | Material must be clean and free of particulate matter (Done) | LBL SAFEWAY H.S. WPS. CS LBL | Analytical - Label_A25
8OH450CK | Label Inspection | Appearance | TM141_TM143 |  |  |  |  | Material must be clean and free of particulate matter (Done) | CVS Cleansing Cloths for Sensitive Skin | Analytical - Label_NY_NP7030_9-2.625
8OJ22750 | Label Inspection | Appearance | TM141_TM143 |  |  |  |  | Material must be clean and free of particulate matter (Done) | LBL PDI HYGEA MULTI PURPOSE NP9800 | Analytical - Label_A11
8OP03700 | Label Inspection | Appearance | TM141_TM143 |  |  |  |  | Material must be clean and free of particulate matter (Done) | Simple Sensitive Skin Experts Cleans. Facial Wipes 25ct US | Analytical - Label_NY_NP9840_87-75
8OP06300 | Label Inspection | Appearance | TM141_TM143 |  |  |  |  | Material must be clean and free of particulate matter (Done) | Simple Sensitive Skin Experts Cleans facial Wipes 25ct Canada | Analytical - Label_NY_NP9840_87-75
8OP065RSL | Label Inspection | Appearance | TM141_TM143 |  |  |  |  | Material must be clean and free of particulate matter (Done) | Ponds Evening Soothe Twlts. | Analytical - Label_NY_NP9995_2.625-3.375
8OP067RSL | Label Inspection | Appearance | TM141_TM143 |  |  |  |  | Material must be clean and free of particulate matter (Done) | Ponds Original Fresh Reseal. Label | Analytical - Label_NY_NP9995_2.625-3.375
8OP07200 | Label Inspection | Appearance | TM141_TM143 |  |  |  |  | Material must be clean and free of particulate matter (Done) | Simple Sensitive Skin Experts Cleans. Facial Wipes 7ct Canada | Analytical - Label_NY_NP9840_87-75
8OP073RSL | Label Inspection | Appearance | TM141_TM143 |  |  |  |  | Material must be clean and free of particulate matter (Done) | Ponds Luminous Clean Twlts. | Analytical - Label_NY_NP9995_2.625-3.375
8OP081RSL | Label Inspection | Appearance | TM141_TM143 |  |  |  |  | Material must be clean and free of particulate matter (Done) | Ponds Original Fresh Twlts. | Analytical - Label_NY_NP9995_2.625-3.375
8OP08700 | Label Inspection | Appearance | TM141_TM143 |  |  |  |  | Material must be clean and free of particulate matter (Done) | Cetaphil Gentle Makeup Removing Wipes | Analytical - Label_NY_NP9800_3.375-2.625
8OP09100 | Label Inspection | Appearance | TM141_TM143 |  |  |  |  | Material must be clean and free of particulate matter (Done) | Cetaphil Gentle Makeup Removing Wipes | Analytical - Label_NY_NP9991_3.375-2.625
8OP09300 | Label Inspection | Appearance | TM141_TM143 |  |  |  |  | Material must be clean and free of particulate matter (Done) | Noxzema Ultimate Clear Anti-Blemish Pads -Front | Analytical - Label_NY_NP7110_2.55-3
8OP09301 | Label Inspection | Appearance | TM141_TM143 |  |  |  |  | Material must be clean and free of particulate matter (Done) | Noxzema Ultimate Clear Anti-Blemish Pads -Back | Analytical - Label_NY_NP7110_2.55-5
8OP19500 | Label Inspection | Appearance | TM141_TM143 |  |  |  |  | Material must be clean and free of particulate matter (Done) | Simple Sensitive Skin Experts Micellar Cleansing Wipes 25ct | Analytical - Label_NY_NP9840_87-75
8OP205RSL | Label Inspection | Appearance | TM141_TM143 |  |  |  |  | Material must be clean and free of particulate matter (Done) | Ponds Exfoliating Renewal Twlts. | Analytical - Label_NY_NP9995_2.625-3.375
8OP214RSL | Label Inspection | Appearance | TM141_TM143 |  |  |  |  | Material must be clean and free of particulate matter (Done) | Proactiv Cleansing Wipes 25ct. | Analytical - Label_NY_NP9991_3.375-2.625
3OQ222 | Visual Inspection | Appearance | TM208 |  |  |  |  | Meets specifications (Done) | Applicator - 30" Embossed Spunlaced Nonwoven | Analytical-Applicator_NY_36" Embossed Spunlaced Nonwoven
3OQ444 | Visual Inspection | Appearance | TM208 | [5 empty] | Applicator- 36" Embossed Spunlaced Nonwoven | Analytical-Applicator_NY_ 30" Embossed Spunlaced Nonwoven
8OP223RSL | Label Inspection | Appearance | TM141_TM143 |  |  |  |  | Material must be clean and free of particulate matter (Done) | Simple Sensitive Skin Experts Cleans. Facial Wipes 25ct | Analytical - Label_NY_NP9840_87-75
8OP227RSL | Label Inspection | Appearance | TM141_TM143 |  |  |  |  | Material must be clean and free of particulate matter (Done) | LBL Rigid L' Oreal CCL NP9997 | Analytical - Label_NY_NP9997_2.625-3.375
8OP22900RF | Label Inspection | Appearance | TM141_TM143 |  |  |  |  | Material must be clean and free of particulate matter (Done) | Neutrogena Naturals Purifying Makeup Remover | Analytical - Label_NY_NP98371_78-61
8OP24200 | Label Inspection | Appearance | TM141_TM143 |  |  |  |  | Material must be clean and free of particulate matter (Done) | Sani-Cloth Prime Extra Large Wipe | Analytical - Label_NY_NP7200_5.8125-6.5
8OP24201 | Label Inspection | Appearance | TM141_TM143 |  |  |  |  | Material must be clean and free of particulate matter (Done) | Sani-Cloth Prime Extra Large Wipe | Analytical - Label_NY_NP7200_5.8125-6.5
8OP25301 | Label Inspection | Appearance | TM141_TM143 |  |  |  |  | Material must be clean and free of particulate matter (Done) | PDI Sani Cloth Prime Back Label | Analytical - Label_NY_NP7200_6.25-4
8OP25700 | Label Inspection | Appearance | TM141_TM143 |  |  |  |  | Material must be clean and free of particulate matter (Done) | PDI Sani Cloth Bleach 65ct. | Analytical - Label_A41
8OP25701 | Label Inspection | Appearance | TM141_TM143 |  |  |  |  | Material must be clean and free of particulate matter (Done) | PDI Sani Cloth Bleach 65ct. | Analytical - Label_A41
8OP260RSL | Label Inspection | Appearance | TM141_TM143 |  |  |  |  | Material must be clean and free of particulate matter (Done) | Avon ANEW Clean Facial Cleans. Wipes Reseal. | Analytical - Label_NY_NP7700_3.375-2.3437
8OP26300 | Label Inspection | Appearance | TM141_TM143 |  |  |  |  | Material must be clean and free of particulate matter (Done) | Ecolab Eco-Wipe Duo | Analytical - Label_NY_NP7200_6.5-5.8125
3OQ222 | Visual Inspection | Appearance | TM208 |  |  |  |  | Meets specifications (Done) | Applicator - 30" Embossed Spunlaced Nonwoven | Analytical-Applicator_NY_Skip lot testing
3OQ333 | Visual Inspection | Appearance | TM208 |  |  |  |  | Meets specifications (Done) | Embossed Spunlaced Nonwoven - 37 1/2" | Analytical-Applicator_NY_36" Embossed Spunlaced Nonwoven
3OQ444 | Visual Inspection | Appearance | TM208 | [5 empty] | Applicator- 36" Embossed Spunlaced Nonwoven | Analytical-Applicator_NY_ Embossed Spunlaced Nonwoven - 37 1/2"
8OP26301 | Label Inspection | Appearance | TM141_TM143 |  |  |  |  | Material must be clean and free of particulate matter (Done) | Ecolab Eco-Wipe Duo | Analytical - Label_NY_NP7200_6.5-5.8125
8OP263CK | Label Inspection | Appearance | TM141_TM143 |  |  |  |  | Material must be clean and free of particulate matter (Done) | Ecolab Eco-Wipe Duo Case Label | Analytical - Label_NY_NP7030_8.5-6.5
8OP27200 | Label Inspection | Appearance | TM141_TM143 |  |  |  |  | Material must be clean and free of particulate matter (Done) | Eco-Wipe Duo | Analytical - Label_NY_NP7200_5.8125-6.5
8OP27201 | Label Inspection | Appearance | TM141_TM143 |  |  |  |  | Material must be clean and free of particulate matter (Done) | Eco-Wipe Duo | Analytical - Label_NY_NP7200_5.8125-6.5
8OP29400 | Label Inspection | Appearance | TM141_TM143 |  |  |  |  | Material must be clean and free of particulate matter (Done) | Ecolab Eco-Wipe Duo | Analytical - Label_NY_NP7200_6.5-5.8125
8OP29401 | Label Inspection | Appearance | TM141_TM143 |  |  |  |  | Material must be clean and free of particulate matter (Done) | Ecolab Eco-Wipe Duo | Analytical - Label_NY_NP7200_6.5-5.8125
8OP294CK | Label Inspection | Appearance | TM141_TM143 |  |  |  |  | Material must be clean and free of particulate matter (Done) | Ecolab Eco-Wipe Duo Case Label | Analytical - Label_NY_NP7030_8.5-6.5
8OP308SIRF | Label Inspection | Appearance | TM141_TM143 |  |  |  |  | Material must be clean and free of particulate matter (Done) | Remove Completely Label | Analytical - Label_NY_NP9300_2-1.375
8OP47101 | Label Inspection | Appearance | TM141_TM143 |  |  |  |  | Material must be clean and free of particulate matter (Done) | Sani Professional Sani-Hands 300ct | Analytical - Label_NY_NP7200_6.5-5.8125
8OP56700 | Label Inspection | Appearance | TM141_TM143 |  |  |  |  | Material must be clean and free of particulate matter (Done) | Sani Professional No Rinse Sanitizing Multi-Surface Wipes | Analytical - Label_NY_NP7200_5.8125-6.5
8OP585SIRF | Label Inspection | Appearance | TM141_TM143 |  |  |  |  | Material must be clean and free of particulate matter (Done) | Remove Completely Label | Analytical - Label_NY_NP9300_1.375-2
8OP587RSL | Label Inspection | Appearance | TM141_TM143 |  |  |  |  | Material must be clean and free of particulate matter (Done) | Proactiv Cleansing Wipes 25ct. | Analytical - Label_NY_NP9991_3.375-2.625
8OP63000RF | Label Inspection | Appearance | TM141_TM143 |  |  |  |  | Material must be clean and free of particulate matter (Done) | Aveeno Positively Radiant Make-up Removing Wipes | Analytical - Label_NY_NP9837_85-73
8OP80600RF | Label Inspection | Appearance | TM141_TM143 |  |  |  |  | Material must be clean and free of particulate matter (Done) | Clean & Clear Night Relaxing All-in-one Cleansing Wipes | Analytical - Label_NY_NP9837_85-73
8OU130CK | Label Inspection | Appearance | TM141_TM143 |  |  |  |  | Material must be clean and free of particulate matter (Done) | Grime Boss Original Citrus 1ct. | Analytical - Label_NY_NP7030_9-2.625
8OU372CK | Label Inspection | Appearance | TM141_TM143 |  |  |  |  | Material must be clean and free of particulate matter (Done) | Harmon 20ct MTT Single Packets Case Label | Analytical - Label_NY_NP7030_9-2.625
8OX351CK | Label Inspection | Appearance | TM141_TM143 |  |  |  |  | Material must be clean and free of particulate matter (Done) | Prevantics -OR Tri-Fold IFU | Analytical - Label_NY_50#W_5_4
8OX461CK | Label Inspection | Appearance | TM141_TM143 |  |  |  |  | Material must be clean and free of particulate matter (Done) | Prevantics -OR Bi-Fold IFU | Analytical - Label_NY_50#W_5_4
8OX465CK | Label Inspection | Appearance | TM141_TM143 |  |  |  |  | Material must be clean and free of particulate matter (Done) | Prevantics-OR Bi-Fold IFU | Analytical - Label_NY_50#W_5_4
8OX510CK | Label Inspection | Appearance | TM141_TM143 |  |  |  |  | Material must be clean and free of particulate matter (Done) | Prevantics-OR Tri-Fold IFU | Analytical - Label_NY_50#W_5_4
8QB11400 | Label Inspection | Appearance | TM141_TM143 |  |  |  |  | Material must be clean and free of particulate matter (Done) | PDI Prevantics Swab Case Label | Analytical - Label_NY_NP7030_6-5
8RB11400 | Label Inspection | Appearance | TM141_TM143 |  |  |  |  | Material must be clean and free of particulate matter (Done) | PDI Prevantics Swab Case Label | Analytical - Label_NY_NP7030_6-5
8RS32450 | Label Inspection | Appearance | TM141_TM143 |  |  |  |  | Material must be clean and free of particulate matter (Done) | PDI Prevantics Swabstick Case Label | Analytical - Label_NY_NP7030_6-5
8RS428CK | Label Inspection | Appearance | TM141_TM143 |  |  |  |  | Material must be clean and free of particulate matter (Done) | PDI Prevantics Swabstick Case Label | Analytical - Label_NY_NP7030_6-5
8SS27350 | Label Inspection | Appearance | TM141_TM143 |  |  |  |  | Material must be clean and free of particulate matter (Done) | PDI Prevantics Maxi Swabstick Case Label | Analytical - Label_NY_NP7030_6-5
3OD438 | Applicator_Inspection | Appearance (TM 208) | See Analyte for Method # |  |  |  |  | Smooth free of hard wrinkles, formation uniform matches embossing pattern (Done) | 35 gsm Unembossed Nonwoven | Analytical - Applicator_NY_35 gsm Unembossed Nonwoven
3OP113 | Applicator_Inspection | Appearance (TM 208) | See Analyte for Method # |  |  |  |  | Free of hard wrinkles. Formation uniform (Done) | Flat CSC Spunlaced Nonwoven - 45 gsm - 30" | Analytical-Applicator_NY_Skip lot testing
3OM304 | Applicator_Inspection | Appearance (TM 208) | See Analyte for Method # |  |  |  |  | Meets specifications (Done) | Spunlaced Nonwoven 50 gsm 100% Polyester - 9" | Analytical-Applicator_NY_Spunlaced Nonwoven 50 gsm 100% Polyester-9"
3OA426 | Applicator_Inspection | Appearance (TM 208) | See Analyte for Method # |  |  |  |  | Free of hard wrinkles, formation uniform, large dot embossing pattern. (Done) | Rolls Spunlaced Nonwoven – 8” – 52 gsm | Analytical - Applicator_NY_Rolls Spunlaced Nonwoven – 8” – 52 gsm
3OQ850N | Applicator_Inspection | Appearance (TM 208) | See Analyte for Method # |  |  |  |  | Smooth, free of hard wrinkles and formation uniform (Done) | Applicator Thermal Bonded Nonwoven-37 1/2" | Analytical - Applicator_NY_Thermal Bonded Nonwoven-37 1/2"
3OQ890N | Applicator_Inspection | Appearance (TM 208) | See Analyte for Method # |  |  |  |  | Smooth, free of hard wrinkles and formation uniform (Done) | AP1 SG THERMAL SH-PP-40 36" | Analytical - Applicator_NY_Thermal Bonded Nonwoven-37 1/2"
3OP920 | Applicator_Inspection | Appearance (TM 208) | See Analyte for Method # |  |  |  |  | Free of hard wrinkles, formation uniform/quilted big dot emboss pattern (Done) | SMS Nonwovens Honeycomb Embossed- 35 gsm - 953 mm | Analytical-Applicator_NY_SMS Nonwovens Honeycomb Embossed- 35 gsm - 37.5"
3OP705 | Applicator_Inspection | Appearance (TM 208) | See Analyte for Method # |  |  |  |  | Free of hard wrinkles, formation uniform, large dot embossing pattern. (Done) | Rolls Spunlaced Nonwoven – 25 1/2” – 52 gsm | Analytical-Applicator_NY_Skip lot testing
3OU252 | Applicator_Inspection | Appearance (TM 208) | See Analyte for Method # | [5 empty] | Nonwoven Rolls Spunlaced Nonwoven - 9" - 67.8gsm | Analytical-Applicator_NY_Rolls Spunlaced Nonwoven-10"-67.8gsm
3OA347 | Applicator_Inspection | Appearance (TM 208) | See Analyte for Method # |  |  |  |  | Smooth free of hard wrinkles, formation uniform matches embossing pattern (Done) | Nonwoven Rolls Dispersible Unembossed - 6" width-65 gsm | Microbiologu - Bioburden_Applicator_NY
3OD438 | Applicator_Inspection | Appearance (TM 208) | See Analyte for Method # |  |  |  |  | Smooth free of hard wrinkles, formation uniform matches embossing pattern (Done) | 35 gsm Unembossed Nonwoven | Analytical - REDUCED TESTING_NY_3OD438
3OH581 | Applicator_Inspection | Appearance (TM 208) | See Analyte for Method # |  |  |  |  | Smooth free of hard wrinkles, formation uniform matches embossing pattern (Done) | Spunlaced Nonwoven 50 gsm 100% Polyester – 7” | Analytical - Applicator_NY_Spunlaced Nonwoven 50 gsm 100% Polyester – 7”
3OA347 | Applicator_Inspection | Appearance (TM 208) | See Analyte for Method # |  |  |  |  | Smooth free of hard wrinkles, formation uniform matches embossing pattern (Done) | Nonwoven Rolls Dispersible Unembossed - 6" width-65 gsm | Analytical-Applicator_NY_Nonwoven Rolls Dispersable Unembossed- 6" width - 65 gsm
3OP065 | Applicator_Inspection | Appearance (TM 208) | See Analyte for Method # |  |  |  |  | Free of hard wrinkles. Formation uniform (Done) | Rolls Spunlaced Nonwoven Diamond - 60gsm | Analytical - Applicator_NY_Rolls spunlaced Nonwoven Diamond - 60gsm
3OB108 | Applicator_Inspection | Appearance (TM 208) | See Analyte for Method # |  |  |  |  | Meets specifications (Done) | Applicator Textured Thermal Bond - 55.8 gsm - 25 ½" | Analytical - REDUCED TESTING_NY_3OB108
3OM304 | Applicator_Inspection | Appearance (TM 208) | See Analyte for Method # |  |  |  |  | Meets specifications (Done) | Spunlaced Nonwoven 50 gsm 100% Polyester - 9" | Analytical-Applicator_NY_Skip lot testing
3AQ470-A | Applicator_Inspection | Appearance (TM 208) | See Analyte for Method # |  |  |  |  | Free of hard wrinkles. Formation uniform (Done) | Rolls Spunlaced Nonwoven – 37.75” – 50gsm | Analytical-Applicator_NY_Rolls Spunlaced Nonwoven - 37.75"-50gsm
3OH143 | Applicator_Inspection | Appearance (TM 208) | See Analyte for Method # |  |  |  |  | Free of hard wrinkles and formation uniform (Done) | Embossed Spunlaced Nonwoven 45 gsm – 7” | Analytical - Applicator_NY_Embossed Spunlaced Nonwoven 45 gsm – 7”
3OC585 | Applicator_Inspection | Appearance (TM 208) | See Analyte for Method # |  |  |  |  | Free of hard wrinkles, and formation uniform, with micro crepe texture (Done) | 55 gsm unembossed spunlaced nonwoven- 6" | Analytical - Applicator_NY_55 gsm Unembossed Spunlaced Nonwoven – 6”
3OD186 | Applicator_Inspection | Appearance (TM 208) | See Analyte for Method # |  |  |  |  | Meets specifications (Done) | Paper Crepe 23 lb., 7 3/4" | Analytical - Applicator_NY_Paper Crepe 23 lb., 7 3/4"
3OU351 | Appearance | Appearance/Matches Embossing Pattern | TM208 |  |  |  |  | Free of Hard wrinkles. Formation uniform (Done) | 1.25 oz/sy (42.4 gsm) Ultrasoft Spunbond Nonwoven White | Analytical-Applicator_NY_1.25 oz/sy - 42.4gsm Spunbound Nonwoven
5AA632S60 | Box Inspection | AQL Sample Size | Default | [5 empty] | Preparation H Medicated Hemorrhoidal Wipes | Analytical - Box_NY_0.020SBS_101_6-3.625-7
5LS41350 | Box Inspection | AQL Sample Size | Default |  |  |  | FDA,0 |  | PDI Povidone-Iodine Swabstick (1's) Box | Analytical - Box_NY_0.016UCSBS_100_6.5-3.3125-5.8125
5CD35185 | Box Inspection | AQL Sample Size | Default |  |  |  | FDA,0 |  | PDI Hygea BZK Antiseptic Towelette | Analytical - Box_NY_0.016UCSBS_100_6.5-2.3125-6.0625
5HS48450 | Box Inspection | AQL Sample Size | Default |  |  |  | FDA,0 |  | PDI CHG Swabsticks Box | Analytical - Box_NY_0.016UCSBS_100_6.5-3.3125-5.8125
5KC69900 | Box Inspection | AQL Sample Size | Default |  |  |  | FDA,0 |  | PDI Sterile Alcohol Prep Pad | Analytical - Box_NY_0.016UCSBS_100_5.0625-4.25-3.0625
5DD72400 | Box Inspection | AQL Sample Size | Default |  |  |  | FDA,0 |  | PDI Sani Hands Instant Hand Sanitizing Wipes | Analytical - Box_NY_0.016UCSBS_100_6.5-2.3125-6.0625
5LB60302 | Box Inspection | AQL Sample Size | Default |  |  |  | FDA,0 |  | PDI Alcohol Prep Pad | Analytical - Box_NY_0.016UCSBS_100_6.125-4-2.375
5DD43600 | Box Inspection | AQL Sample Size | Default |  |  |  | FDA,0 |  | PDI Sani Hands 100ct. Box | Analytical - Box_NY_0.016UCSBS_100_6.5-2.3125-6.0625
5AP209SL | Box Inspection | AQL Sample Size | Default |  |  |  | FDA,0 |  | 3X25ct L 'Oreal Tray Sleeve | Analytical - Box_NY_0.020BC_220_5.09375-3.6875-4.625
5CB19600 | Box Inspection | AQL Sample Size | Default |  |  |  | FDA,0 |  | PDI Prevantics Device Swab 100ct Box | Analytical - Box_NY_0.018SBS_100_5.125-2.25-2.09375
5KS41125 | Box Inspection | AQL Sample Size | Default |  |  |  | FDA,0 |  | PDI Povidone-Iodine Swabstick (3's) Box | Analytical - Box_NY_0.016UCSBS_100_6.5-3.3125-5.8125
5BU37230 | Box Inspection | AQL Sample Size | Default | [5 empty] | Harmon Smart Values Flushable Cleans Cloth. | Analytical - Box_NY_0.018SBS_101_3.8125-3.375-2.9375
5BA922TY | Box Inspection | AQL Sample Size | Default |  |  |  | FDA,0 |  | Dove Baby Wipes Sensitive Moisture 30ct | Analytical - Box_NY_0.020SBS_105_4.5-7.9375-7.9375
5AA911TY | Box Inspection | AQL Sample Size | Default |  |  |  | FDA,0 |  | Dove Baby Wipes Rich Moisture 30ct | Analytical - Box_NY_0.020SBS_105_4.5-7.9375-7.9375
3OD438 | Applicator_Inspection | AQL Sample Size | See Analyte for Method # |  |  |  | FDA,0 |  | 35 gsm Unembossed Nonwoven | Analytical - Applicator_NY_35 gsm Unembossed Nonwoven
5AP227TY | Box Inspection | AQL Sample Size | Default |  |  |  | FDA,0 |  | Garnier Skin Active Tray | Analytical - Box_NY_0.020SBS_300_4.625-5-3.625
5QS324IS | Box Inspection | AQL Sample Size | Default |  |  |  | FDA,0 |  | PDI Prevantics Swabstick Insert | Analytical - Box_NY_NA50#_402_5-3.25
5PB114IS | Box Inspection | AQL Sample Size | Default |  |  |  | FDA,0 |  | PDI Prevantics Swab Insert | Analytical - Box_NY_NA50#_402_2.5-3.25
2OQ850X | Shipper Inspection | AQL Sample Size | TM141_TM143 |  |  |  | FDA,0 |  | Canister - Extra Large, Ribbed, White | Analytical - SHIP_NY_32K_100_12.4375-5.4375-4.1875
5AP07530 | Box Inspection | AQL Sample Size | Default |  |  |  | FDA,0 |  | L 'Oreal Revitalift Makeup Removing Cleans Twlts. | Analytical - Box_NY_0.020BC_110_6.375-3.4375-4.75
5AP07930 | Box Inspection | AQL Sample Size | Default |  |  |  | FDA,0 |  | L 'Oreal Revitalift Makeup Removing Cleans Twlts. Canada | Analytical - Box_NY_0.020BC_110_6.375-3.4375-4.75
6AA34724 | Shipper Inspection | AQL Sample Size | TM141_TM143 |  |  |  | FDA,0 |  | Summer's Eve Fresh Cycle Cleansing Cloths | Analytical - SHIP_NY_32K_100_8.25-7-6.25
3OP113 | Applicator_Inspection | AQL Sample Size | See Analyte for Method # |  |  |  | FDA,0 |  | Flat CSC Spunlaced Nonwoven - 45 gsm - 30" | Analytical-Applicator_NY_Skip lot testing
5BJ170BT | Box Inspection | AQL Sample Size | Default |  |  |  | FDA,0 |  | Cetaphil Gentle Skin Cleansing Wipes Boot | Analytical - Box_NY_0.020SBS_306_3.3125-1.4375-2.625
5BJ324BT | Box Inspection | AQL Sample Size | Default |  |  |  | FDA,0 |  | Cetaphil Gentle Skin Cleansing Cloths Boot | Analytical - Box_NY_0.020SBS_306_3.3125-1.4375-2.625
5NB10800 | Box Inspection | AQL Sample Size | Default |  |  |  | FDA,0 |  | PDI Prevantics Antiseptic Swab 100ct Box | Analytical - Box_NY_0.018SBS_100_5.125-2.25-2.09375
6AA709S48 | Shipper Inspection | AQL Sample Size | TM141_TM143 |  |  |  | FDA,0 |  | Preparation H for Women Shipper | Analytical - SHIP_NY_40K_100_15-11-6.125
6AA73530 | Shipper Inspection | AQL Sample Size | TM141_TM143 |  |  |  | FDA,0 |  | Baby Dove Wipes Sensitive Moisture Shipper | Analytical - SHIP_NY_32K_100_10-8.375-8.25
6AA76930 | Shipper Inspection | AQL Sample Size | TM141_TM143 |  |  |  | FDA,0 |  | Baby Dove Wipes Rich Moisture Shipper | Analytical - SHIP_NY_44K_100_9-9-4.75
6AA88230 | Shipper Inspection | AQL Sample Size | TM141_TM143 |  |  |  | FDA,0 |  | Baby Dove Wipes Sensitive Moisture Shipper | Analytical - SHIP_NY_44K_100_9-9-4.75
6AA91130 | Shipper Inspection | AQL Sample Size | TM141_TM143 |  |  |  | FDA,0 |  | Baby Dove Wipes Rich Moisture Shipper | Analytical - SHIP_NY_32K_100_10-8.375-8.25
6AA92230 | Shipper Inspection | AQL Sample Size | TM141_TM143 |  |  |  | FDA,0 |  | Baby Dove Wipes Sensitive Moisture Shipper | Analytical - SHIP_NY_32K_100_10-8.375-8.25
6AB16400 | Shipper Inspection | AQL Sample Size | TM141_TM143 |  |  |  | FDA,0 |  | PDI Adhesive Tape Remover | Analytical - SHIP_NY_32K_100_16-4.25-5.125
6AJ19025 | Shipper Inspection | AQL Sample Size | TM141_TM143 |  |  |  | FDA,0 |  | Cetaphil - Asia 25ct Shipper | Analytical - SHIP_NY_32K_100_12-7.25-6.75
6AM30472 | Shipper Inspection | AQL Sample Size | TM141_TM143 |  |  |  | FDA,0 |  | Sani Professional No-Rinse Sanitizing Multi-Surface Wipes | Analytical - SHIP_NY_44K_100_15.5-9-12
6AM70172 | Shipper Inspection | AQL Sample Size | TM141_TM143 |  |  |  | FDA,0 |  | Sani Professional No-Rinse Sanitizing Multi-Surface Wipes | Analytical - SHIP_NY_44K_100_15.5-9-12
6AP06325 | Shipper Inspection | AQL Sample Size | TM141_TM143 |  |  |  | FDA,0 |  | Simple Kind To Skin Facial 25ct Shipper | Analytical - SHIP_NY_32K_100_12.4375-5.4375-4.1875
6AP06550 | Shipper Inspection | AQL Sample Size | TM141_TM143 |  |  |  | FDA,0 |  | Pond's Moisture Clean Twlts. Evening Soothe | Analytical - SHIP_NY_32K_100_17.375-12.0625-10.5
6AP06728 | Shipper Inspection | AQL Sample Size | TM141_TM143 |  |  |  | FDA,0 |  | Ponds Original Fresh 28ct Shipper - Canada | Analytical - SHIP_NY_32K_100_7.125-7-6.0625
6AP08150 | Shipper Inspection | AQL Sample Size | TM141_TM143 |  |  |  | FDA,0 |  | Pond's Moisture Clean Twlts. Original Fresh | Analytical - SHIP_NY_32K_100_17.375-12.0625-10.5
6AP09215 | Shipper Inspection | AQL Sample Size | TM141_TM143 |  |  |  | FDA,0 |  | Ponds Original Fresh 15ct Shipper | Analytical - SHIP_NY_32K_100_13.4375-9.25-5.75
6AP09384 | Shipper Inspection | AQL Sample Size | TM141_TM143 |  |  |  | FDA,0 |  | Noxzema Anti-Blemish Pads 90ct Shipper | Analytical - SHIP_NY_32K_100_8.5-5.75-3.6875
6AP09384 | Shipper Inspection | AQL Sample Size | TM141_TM143 |  |  |  | FDA,0 |  | Noxzema Anti-Blemish Pads 90ct Shipper | Analytical - Shipper_NY_Skip lot testing
3OM304 | Applicator_Inspection | AQL Sample Size | See Analyte for Method # |  |  |  | FDA,0 |  | Spunlaced Nonwoven 50 gsm 100% Polyester - 9" | Analytical-Applicator_NY_Spunlaced Nonwoven 50 gsm 100% Polyester-9"
6AP19525 | Shipper Inspection | AQL Sample Size | TM141_TM143 |  |  |  | FDA,0 |  | Simple Kind To Skin Facial Shipper | Analytical - SHIP_NY_32K_100_12.4375-5.4375-4.1875
6AP22325 | Shipper Inspection | AQL Sample Size | TM141_TM143 |  |  |  | FDA,0 |  | Simple Kind To Skin Facial Shipper | Analytical - SHIP_NY_32K_100_12.4375-5.4375-4.1875
6AP22907 | Shipper Inspection | AQL Sample Size | TM141_TM143 |  |  |  | FDA,0 |  | Neutrogena Naturals Shipper | Analytical - SHIP_NY_32K_100_8.5625-7.8125-6.4375
5MS82125 | Box Inspection | AQL Sample Size | Default |  |  |  | FDA,0 |  | PDI Povidone-Iodine Cleansing Scrub Box. | Analytical - Box_NY_0.016UCSBS_100_6.5-3.3125-5.8125
6AP23025 | Shipper Inspection | AQL Sample Size | TM141_TM143 |  |  |  | FDA,0 |  | Neutrogena Naturals Shipper | Analytical - SHIP_NY_32K_100_11.25-5.8125-4.3125
6AP24684 | Shipper Inspection | AQL Sample Size | TM141_TM143 |  |  |  | FDA,0 |  | PDI Sani-Cloth Bleach Extra large Shipper | Analytical - SHIP_NY_40K_100_15.375-10.5625-9.625
6AP25784 | Shipper Inspection | AQL Sample Size | TM141_TM143 |  |  |  | FDA,0 |  | PDI Sani Cloth Bleach Shipper | Analytical - Shipper_NY_Skip lot testing
6AP63025 | Shipper Inspection | AQL Sample Size | TM141_TM143 |  |  |  | FDA,0 |  | Aveeno Positively Radiant - Shipper | Analytical - SHIP_NY_32K_100_11.25-5.8125-4.3125
6AP64525 | Shipper Inspection | AQL Sample Size | TM141_TM143 |  |  |  | FDA,0 |  | Aveeno Positively Radiant | Analytical - SHIP_NY_32K_100_11.25-5.8125-4.3125
6AP71310 | Shipper Inspection | AQL Sample Size | TM141_TM143 |  |  |  | FDA,0 |  | Cetaphil 10ct Unprinted Shipper | Analytical - SHIP_NY_44K_100_18.875-11.625-9
6AP80625 | Shipper Inspection | AQL Sample Size | TM141_TM143 |  |  |  | FDA,0 |  | Clean & Clear Night Relaxing Shipper | Analytical - SHIP_NY_32K_100_11.25-5.8125-8.625
5OP081BT | Box Inspection | AQL Sample Size | Default |  |  |  | FDA,0 |  | Ponds Original Fresh Twlts. | Analytical - Box_NY_0.016SBSC1S_300_3.125-2.1875-2.4375
M746S9 | Box Inspection | AQL Sample Size | Default |  |  |  | FDA,0 |  | Kirkland Naturals MX 9/100 Solo Club | Analytical - Box_NY_0.016SBSC1S_300_3.125-2.1875-2.4375
6AU130TY | Shipper Inspection | AQL Sample Size | TM141_TM143 |  |  |  | FDA,0 |  | Grime Boss Heavy Duty Wipes | Analytical - SHIP_NY_32White_203_6.5-9.625-4.5
6AU25206 | Shipper Inspection | AQL Sample Size | TM141_TM143 |  |  |  | FDA,0 |  | L 'Oreal Paris Sublime Bronze Self Tan Twlts | Analytical - SHIP_NY_32K_100_11.25-8.4375-4.5625
6AU53601 | Shipper Inspection | AQL Sample Size | TM141_TM143 |  |  |  | FDA,0 |  | Cetaphil Gentle Skin Cleans. Cloths Shipper | Analytical - SHIP_NY_32K_100_11.8125-9.375-8.5
6AU56400 | Shipper Inspection | AQL Sample Size | TM141_TM143 |  |  |  | FDA,0 |  | Summer's Eve Fresh Cycle Cleansing Cloths | Analytical - SHIP_NY_32K_100_11.75-9.625-7.688
6AU57314 | Shipper Inspection | AQL Sample Size | TM141_TM143 |  |  |  | FDA,0 |  | Summer's Eve Fresh Cycle Cleansing Cloths | Analytical - SHIP_NY_32K_100_7.75-6.25-8.25
6AU71230 | Shipper Inspection | AQL Sample Size | TM141_TM143 |  |  |  | FDA,0 |  | Preparation H Rapid Relief Totables w/Lidocaine | Analytical - SHIP_NY_32K_100_9.563-9.188-7.75
6BA709SWN | Shipper Inspection | AQL Sample Size | TM141_TM143 |  |  |  | FDA,0 |  | Preparation H for Women Shipper | Analytical - SHIP_NY_40K_100_14.75-9.375-6.125
6BP30895 | Shipper Inspection | AQL Sample Size | TM141_TM143 |  |  |  | FDA,0 |  | Aveeno Make-Up Remover Shipper | Analytical - SHIP_NY_32K_100_12.5-7.25-7.875
6BU13195 | Shipper Inspection | AQL Sample Size | TM141_TM143 |  |  |  | FDA,0 |  | PDI Sani-Cloth Prime Shipper | Analytical - SHIP_NY_32K_100_13.625-4.5-12.25
6BU25206 | Shipper Inspection | AQL Sample Size | TM141_TM143 |  |  |  | FDA,0 |  | L 'Oreal Paris Sublime Bronze Self Tan Twlts | Analytical - SHIP_NY_32K_100_11.3125-8.4375-4.625
6BU27500 | Shipper Inspection | AQL Sample Size | TM141_TM143 |  |  |  | FDA,0 |  | PDI Sani-Cloth AF3 Shipper | Analytical - SHIP_NY_32K_100_13.625-4.5-12.25
6CA972CK | Shipper Inspection | AQL Sample Size | TM141_TM143 |  |  |  | FDA,0 |  | Sani Pro. - Table Turners Cleaning Multi-Surface | Analytical - SHIP_NY_44K_100_18-8.25-10.25
6DC22370 | Shipper Inspection | AQL Sample Size | TM141_TM143 |  |  |  | FDA,0 |  | PDI Hygea Sterile Saline Wipe | Analytical - SHIP_NY_32K_100_11.125-6.375-10.375
5CS42325 | Box Inspection | AQL Sample Size | Default |  |  |  | FDA,0 |  | PDI Povidone-Iodine Swabstick 3's | Analytical - Box_NY_0.016UCSBS_100_6.5-3.3125-5.8125
5AU25206 | Box Inspection | AQL Sample Size | Default |  |  |  | FDA,0 |  | L'Oreal Paris Sublime Bronze Self Tan Twlt | Analytical - Box_NY_0.018SBS_100_101.6-44.45-101.6
5AU54901 | Box Inspection | AQL Sample Size | Default |  |  |  | FDA,0 |  | L' Oreal Paris Sublime Bronze Self Tan. Twlts. | Analytical - Box_NY_0.018SBS_100_101.6-44.45-101.6
5AU252IN | Box Inspection | AQL Sample Size | Default |  |  |  | FDA,0 |  | L' Oreal Paris Sublime Bronze Self Tan Twlts | Analytical - Box_NY_0.020TBC_123_4.09375-3.625-4.3125
6DP63884 | Shipper Inspection | AQL Sample Size | TM141_TM143 |  |  |  | FDA,0 |  | PDI Sani Cloth AF3 Shipper | Analytical - Shipper_NY_Skip lot testing
6DP63884 | Shipper Inspection | AQL Sample Size | TM141_TM143 |  |  |  | FDA,0 |  | PDI Sani Cloth AF3 Shipper | Analytical - SHIP_NY_44K_100_15.375-10.5625-9.625
6EP44584 | Shipper Inspection | AQL Sample Size | TM141_TM143 |  |  |  | FDA,0 |  | Sani Professional - Sani Hands Antibac. Wipes. | Analytical - SHIP_NY_32K_100_15.1875-10.1875-9.625
6FB71200 | Shipper Inspection | AQL Sample Size | TM141_TM143 |  |  |  | FDA,0 |  | PDI Nail Polish Remover Pad | Analytical - SHIP_NY_32K_102_14.625-6.375-5
6FJ14108 | Shipper Inspection | AQL Sample Size | TM141_TM143 |  |  |  | FDA,0 |  | Hygea Multi Purpose Washcloth Shipper | Analytical - SHIP_NY_44K_100_16.625-8.625-7
6FP92084 | Shipper Inspection | AQL Sample Size | TM141_TM143 |  |  |  | FDA,0 |  | Sani Professional Sani-Hands Shipper | Analytical - SHIP_NY_40K_100_15.375-10.5625-9.625
6GB10300 | Shipper Inspection | AQL Sample Size | TM141_TM143 |  |  |  | FDA,0 |  | PDI CHG / Isopropyl Alcohol Shipper | Analytical - SHIP_NY_32K_100_14.625-6.375-5
6GD35185 | Shipper Inspection | AQL Sample Size | TM141_TM143 |  |  |  | FDA,0 |  | Hygea BZK Shipper | Analytical - SHIP_NY_32K_100_13.25-12-12.4375
6HC69900 | Shipper Inspection | AQL Sample Size | TM141_TM143 |  |  |  | FDA,0 |  | PDI Alcohol Prep Pad Shipper | Analytical - SHIP_NY_32K_100_15.75-8.625-5.1875
5BJ123BT | Box Inspection | AQL Sample Size | Default |  |  |  | FDA,0 |  | Cetaphil Gentle Skin Cleansing Cloths Boot | Analytical - Box_NY_0.020SBS_306_3.3125-1.4375-2.625
5AJ130BT | Box Inspection | AQL Sample Size | Default |  |  |  | FDA,0 |  | Cetaphil Gentle Skin Cleansing Cloths Boot | Analytical - Box_NY_0.020SBS_306_3.3125-1.4375-2.625
2AP091 | Web Inspection | AQL Sample Size | TM101_TM107_TM132 | 0 |  |  | FDA,0 |  | Cetaphil Gentle Makeup Removing Wipes | Analytical - Web_NP8550_12.205
6LQ85084 | Shipper Inspection | AQL Sample Size | TM141_TM143 |  |  |  | FDA,0 |  | PDI Sani Cloth Plus Shipper | Analytical - SHIP_NY_40K_100_15.375-10.5625-9.625
3OA426 | Applicator_Inspection | AQL Sample Size | See Analyte for Method # |  |  |  | FDA,0 |  | Rolls Spunlaced Nonwoven – 8” – 52 gsm | Analytical - Applicator_NY_Rolls Spunlaced Nonwoven – 8” – 52 gsm
6MU87295 | Shipper Inspection | AQL Sample Size | TM141_TM143 |  |  |  | FDA,0 |  | PDI Super Sani Cloth Germicidal Disposable Wipe | Analytical - SHIP_NY_32K_100_13.625-4.5-12.25
5NB40600 | Box Inspection | AQL Sample Size | Default |  |  |  | FDA,0 |  | PDI Povidone Iodine Prep Med | Analytical - Box_NY_0.016UCSBS_100_5.125-2.25-2.09375
5BU252IN | Box Inspection | AQL Sample Size | Default |  |  |  | FDA,0 |  | L' Oreal Paris Sublime Bronze Self Tan. Twlts. | Analytical - Box_NY_0.020TBC_123_4.09375-3.625-4.3125
5QS428IS | Box Inspection | AQL Sample Size | Default |  |  |  | FDA,0 |  | PDI Prevantics Swabstick Insert | Analytical - Box_NY_NA50#_402_5-3.25
3OQ850N | Applicator_Inspection | AQL Sample Size | See Analyte for Method # |  |  |  | FDA,0 |  | Applicator Thermal Bonded Nonwoven-37 1/2" | Analytical - Applicator_NY_Thermal Bonded Nonwoven-37 1/2"
3OQ890N | Applicator_Inspection | AQL Sample Size | See Analyte for Method # |  |  |  | FDA,0 |  | AP1 SG THERMAL SH-PP-40 36" | Analytical - Applicator_NY_Thermal Bonded Nonwoven-37 1/2"
3OP920 | Applicator_Inspection | AQL Sample Size | See Analyte for Method # |  |  |  | FDA,0 |  | SMS Nonwovens Honeycomb Embossed- 35 gsm - 953 mm | Analytical-Applicator_NY_SMS Nonwovens Honeycomb Embossed- 35 gsm - 37.5"
6OA540S48 | Shipper Inspection | AQL Sample Size | TM141_TM143 |  |  |  | FDA,0 |  | Preparation H Medicated Wipes Shipper | Analytical - SHIP_NY_32K_100_11.875-7.75-12.625
6OA632S60 | Shipper Inspection | AQL Sample Size | TM141_TM143 |  |  |  | FDA,0 |  | Preparation H Shipper | Analytical - SHIP_NY_32K_150_19.375-8.25-14.125
6OB123ST | Shipper Inspection | AQL Sample Size | TM141_TM143 |  |  |  | FDA,0 |  | Prevantics Device Swab Strip Case Shipper | Analytical - SHIP_NY_32K_100_12.375-10.75-5.75
3OP705 | Applicator_Inspection | AQL Sample Size | See Analyte for Method # |  |  |  | FDA,0 |  | Rolls Spunlaced Nonwoven – 25 1/2” – 52 gsm | Analytical-Applicator_NY_Skip lot testing
3OU252 | Applicator_Inspection | AQL Sample Size | See Analyte for Method # |  |  |  | FDA,0 |  | Nonwoven Rolls Spunlaced Nonwoven - 9" - 67.8gsm | Analytical-Applicator_NY_Rolls Spunlaced Nonwoven-10"-67.8gsm
5CC80100 | Box Inspection | AQL Sample Size | Default |  |  |  | FDA,0 |  | Philips Sali-Wipes Sterile saline Wipes. | Analytical - Box_NY_0.016UCSBS_100_5.0625-1.75-3.0625
6OD01524 | Shipper Inspection | AQL Sample Size | TM141_TM143 |  |  |  | FDA,0 |  | Walmart Wet Nap Unprinted Shipper | Analytical - SHIP_NY_32K_100_8.25-6.25-4.6875
3OA347 | Applicator_Inspection | AQL Sample Size | See Analyte for Method # |  |  |  | FDA,0 |  | Nonwoven Rolls Dispersible Unembossed - 6" width-65 gsm | Microbiologu - Bioburden_Applicator_NY
6OD36055 | Shipper Inspection | AQL Sample Size | TM141_TM143 |  |  |  | FDA,0 |  | Unprinted Shipper | Analytical - SHIP_NY_32K_102_10.625-6.375-11.25
5OP092PB | Box Inspection | AQL Sample Size | Default |  |  |  | FDA,0 |  | Poly Bag w/fold over top on 2" wicket | Analytical - Box_NY_LDPE_407_13.5-6.5-6-4
5MS48050 | Box Inspection | AQL Sample Size | Default |  |  |  | FDA,0 |  | PDI Providone-Iodine Cleansing Scrub Box | Analytical - Box_NY_0.016UCSBS_100_6.5-3.125-5.8125
2OA347 | Web Inspection | AQL Sample Size | TM101_TM107_TM132 | 0 |  |  | FDA,0 |  | Summer's Eve Fresh Cycle Cleans. Cloths | Analytical - Web_NP8550_10.25
6OP081LP | Shipper Inspection | AQL Sample Size | TM141_TM143 |  |  |  | FDA,0 |  | Layer Pad - Pond's 50ct WIP | Analytical - SHIP_NY_32NA_250_17.250-11.938
6OP75510 | Shipper Inspection | AQL Sample Size | TM141_TM143 |  |  |  | FDA,0 |  | Cetaphil Unprinted Shipper | Analytical - SHIP_NY_32K_100_15.375-11.5625-10.5625
6OQ85984 | Shipper Inspection | AQL Sample Size | TM141_TM143 |  |  |  | FDA,0 |  | CRU SANI CLOTH | Analytical - SHIP_NY_44K_100_15.375-10.5625-9.625
6OS12350 | Shipper Inspection | AQL Sample Size | TM141_TM143 |  |  |  | FDA,0 |  | Betadine Solution Swabstick Shipper | Analytical - SHIP_NY_32K_100_11.625-6.5-5.938
6OS45625 | Shipper Inspection | AQL Sample Size | TM141_TM143 |  |  |  | FDA,0 |  | Betadine Solution Swabstick Shipper | Analytical - SHIP_NY_32K_100_6.875-6.5-5.938
3OD438 | Applicator_Inspection | AQL Sample Size | See Analyte for Method # |  |  |  | FDA,0 |  | 35 gsm Unembossed Nonwoven | Analytical - REDUCED TESTING_NY_3OD438
6OU31450 | Shipper Inspection | AQL Sample Size | TM141_TM143 |  |  |  | FDA,0 |  | Prep H Totables 50ct Display | Analytical - SHIP_NY_44K_100_18.5-13.5-6.125
6OU35199 | Shipper Inspection | AQL Sample Size | TM141_TM143 |  |  |  | FDA,0 |  | Dermira Shipper | Analytical - SHIP_NY_32K_100_19.75-12-11.375
6OU351LP | Shipper Inspection | AQL Sample Size | TM141_TM143 |  |  |  | FDA,0 |  | 1440ct DRM4 Layer Pad | Analytical - SHIP_NY_32K_NA_19.500X11.750
5OP073BT | Box Inspection | AQL Sample Size | Default |  |  |  | FDA,0 |  | Ponds Luminous Clean Twlts. | Analytical - Box_NY_0.016SBSC1S_300_3.125-2.1875-2.4375
5AU57314 | Box Inspection | AQL Sample Size | Default |  |  |  | FDA,0 |  | Summer's Eve Fresh Cycle Cleansing Cloths | Analytical - Box_NY_0.016CCSBS_100_3-2.5-4
6OU351TY | Shipper Inspection | AQL Sample Size | TM141_TM143 |  |  |  | FDA,0 |  | 120ct DRM4 Tray | Analytical - SHIP_NY_32K_201_19.0625-2.8125-3.500
6OU37230 | Shipper Inspection | AQL Sample Size | TM141_TM143 |  |  |  | FDA,0 |  | Harmon MTT Unprinted Shipper | Analytical - Shipper_NY_Skip lot testing
3OH581 | Applicator_Inspection | AQL Sample Size | See Analyte for Method # |  |  |  | FDA,0 |  | Spunlaced Nonwoven 50 gsm 100% Polyester – 7” | Analytical - Applicator_NY_Spunlaced Nonwoven 50 gsm 100% Polyester – 7”
6OU55510 | Shipper Inspection | AQL Sample Size | TM141_TM143 |  |  |  | FDA,0 |  | Preparation H Rapid Relief Totables w/Lidocaine | Analytical - SHIP_NY_32K_100_11.75-6.25-8
6OU62620 | Shipper Inspection | AQL Sample Size | TM141_TM143 |  |  |  | FDA,0 |  | Preparation H Rapid Relief Totables w/Lidocaine | Analytical - SHIP_NY_32K_100_15-9.5-8
2AP087 | Web Inspection | AQL Sample Size | TM101_TM107_TM132 | 0 |  |  | FDA,0 |  | Cetaphil Gentle Makeup Removing Wipes | Analytical - Web_NP8550_12.205
6OX46500 | Shipper Inspection | AQL Sample Size | TM141_TM143 |  |  |  | FDA,0 |  | Shipper - Project X (5.1 mL, 10.5 mL & 26 mL) | Analytical - SHIP_NY_32K_100_23.688-15.688-7.500
5CS42050 | Box Inspection | AQL Sample Size | Default |  |  |  | FDA,0 |  | PDI Povidone-Iodine Scrub 1's CDA | Analytical - Box_NY_0.016UCSBS_100_6.5-3.3125-5.8125
5AA347BT | Box Inspection | AQL Sample Size | Default |  |  |  | FDA,0 |  | Summer's Eve Fresh Cycle Cleansing Cloths | Analytical - Box_NY_0.020SBS_300_3.375-1.313-2.625
5CU252IN | Box Inspection | AQL Sample Size | Default |  |  |  | FDA,0 |  | L'Oreal Paris Sublime Bronze Self Tan Twlt | Analytical - Box_NY_0.020TBC_123_4.09375-3.625-4.3125
5DH12824 | Box Inspection | AQL Sample Size | Default |  |  |  | FDA,0 |  | CVS Health Instant Hand Sanitizer Wipes | Analytical - Box_NY_0.018SBS_100_4-2.125-6.125
3OS428 | Swab Measurements | AQL Sample Size | TM109 |  |  | in |  |  | Swabstick | Analytical - REDUCED TESTING_NY_3OS428
3OA347 | Applicator_Inspection | AQL Sample Size | See Analyte for Method # |  |  |  | FDA,0 |  | Nonwoven Rolls Dispersible Unembossed - 6" width-65 gsm | Analytical-Applicator_NY_Nonwoven Rolls Dispersable Unembossed- 6" width - 65 gsm
5OP205BT | Box Inspection | AQL Sample Size | Default |  |  |  | FDA,0 |  | Ponds Exfoliating Renewal Twlts. | Analytical - Box_NY_0.016SBSC1S_300_3.18-2.1875-2.4375
5OP092BT | Box Inspection | AQL Sample Size | Default |  |  |  | FDA,0 |  | Ponds Original Fresh 15ct Twlts. | Analytical - Box_NY_0.016SBSC1S_300_3.18-1.4375-2.6875
2OP587 | Web Inspection | AQL Sample Size | TM101_TM107_TM132 | 0 |  |  | FDA,0 |  | Proactiv Cleansing Wipes 25ct | Analytical - Web_NP8550_12.205
2OP214 | Web Inspection | AQL Sample Size | TM101_TM107_TM132 | 0 |  |  | FDA,0 |  | Proactiv Cleansing Wipes 25ct | Analytical - Web_NP8550_12.205
5HC12400 | Box Inspection | AQL Sample Size | Default |  |  |  | FDA,0 |  | PDI Povidone-Iodine Prep Pad | Analytical - Box_NY_0.016UCSBS_100_5.0625-4.25-3.0625
3OP065 | Applicator_Inspection | AQL Sample Size | See Analyte for Method # |  |  |  | FDA,0 |  | Rolls Spunlaced Nonwoven Diamond - 60gsm | Analytical - Applicator_NY_Rolls spunlaced Nonwoven Diamond - 60gsm
3OB108 | Applicator_Inspection | AQL Sample Size | See Analyte for Method # |  |  |  | FDA,0 |  | Applicator Textured Thermal Bond - 55.8 gsm - 25 ½" | Analytical - REDUCED TESTING_NY_3OB108
5QS273IS | Box Inspection | AQL Sample Size | Default |  |  |  | FDA,0 |  | PDI Prevantics Swabstick Insert | Analytical - Box_NY_NA50#_402_5-3.25
3OM304 | Applicator_Inspection | AQL Sample Size | See Analyte for Method # |  |  |  | FDA,0 |  | Spunlaced Nonwoven 50 gsm 100% Polyester - 9" | Analytical-Applicator_NY_Skip lot testing
5NS23125 | Box Inspection | AQL Sample Size | Default |  |  |  | FDA,0 |  | PDI Duo-Swab Povidone-Iodine 25ct Box | Analytical - Box_NY_0.016UCSBS_100_6.5-3.3125-5.8125
5BA735TY | Box Inspection | AQL Sample Size | Default |  |  |  | FDA,0 |  | Dove Baby Wipes Sensitive Moisture 30ct | Analytical - Box_NY_0.020SBS_105_4.5-7.9375-7.9375
5EH21130 | Box Inspection | AQL Sample Size | Default |  |  |  | FDA,0 |  | CVS Total Home Antibac. Wipes 30ct Box | Analytical - Box_NY_0.016SBS_100_4.75-2.375-3.25
5FD41900 | Box Inspection | AQL Sample Size | Default |  |  |  | FDA,0 |  | PDI Castile Soap Towelette Box | Analytical - Box_NY_0.016UCSBS_100_6.5-2.3125-6.0625
5HB59800 | Box Inspection | AQL Sample Size | Default |  |  |  | FDA,0 |  | PDI Electrode Prep Pad | Analytical - Box_NY_0.0018LDPE_407_12-5.5-5-4
5OP624PB | Box Inspection | AQL Sample Size | Default |  |  |  | FDA,0 |  | Poly Bag w/fold over top on 2" wicket | Analytical - Box_NY_0.0018LDPE_407_12-5.5-5-4
3AQ470-A | Applicator_Inspection | AQL Sample Size | See Analyte for Method # |  |  |  | FDA,0 |  | Rolls Spunlaced Nonwoven – 37.75” – 50gsm | Analytical-Applicator_NY_Rolls Spunlaced Nonwoven - 37.75"-50gsm
3OH143 | Applicator_Inspection | AQL Sample Size | See Analyte for Method # |  |  |  | FDA,0 |  | Embossed Spunlaced Nonwoven 45 gsm – 7” | Analytical - Applicator_NY_Embossed Spunlaced Nonwoven 45 gsm – 7”
3OC585 | Applicator_Inspection | AQL Sample Size | See Analyte for Method # |  |  |  | FDA,0 |  | 55 gsm unembossed spunlaced nonwoven- 6" | Analytical - Applicator_NY_55 gsm Unembossed Spunlaced Nonwoven – 6”
5AH45016 | Box Inspection | AQL Sample Size | Default | [5 empty] | CVS Health Cleansing Cloths 16ct Box | Analytical - Box_NY_0.018SBS_101_3.875-2-3.5
5HD74800 | Box Inspection | AQL Sample Size | Default |  |  |  | FDA,0 |  | PDI Obstetrical Towelette | Analytical - Box_NY_0.016UCSBS_100_6.5-2.3125-6.0625
5PB10800 | Box Inspection | AQL Sample Size | Default |  |  |  | FDA,0 |  | PDI Prevantics Antiseptic Swab 100ct Box | Analytical - Box_NY_0.018SBS_100_5.125-2.25-2.09375
5OP067BT | Box Inspection | AQL Sample Size | Default |  |  |  | FDA,0 |  | Ponds Original Fresh Twlts. 28ct - Canada | Analytical - Box_NY_0.016SBSC1S_300_3.18-2.1875-2.4375
2AA347 | Web Inspection | AQL Sample Size | TM101_TM107_TM132 | 0 |  |  | FDA,0 |  | Summer's Eve Fresh Cycle Cleans. Cloths | Analytical - Web_NP8550_10.25
3OD186 | Applicator_Inspection | AQL Sample Size | See Analyte for Method # |  |  |  | FDA,0 |  | Paper Crepe 23 lb., 7 3/4" | Analytical - Applicator_NY_Paper Crepe 23 lb., 7 3/4"
5QB114IS | Box Inspection | AQL Sample Size | Default |  |  |  | FDA,0 |  | PDI Prevantics Swab Insert | Analytical - Box_NY_NA50#_402_2.5-3.25
2OQ850X | Shipper Inspection | Artwork / Copy | TM141_TM143 | [5 empty] | Canister - Extra Large, Ribbed, White | Analytical - SHIP_NY_32K_100_12.4375-5.4375-4.1875
6AA34724 | Shipper Inspection | Artwork / Copy | TM141_TM143 |  |  |  |  | Go - Meets Specifications (Done) | Summer's Eve Fresh Cycle Cleansing Cloths | Analytical - SHIP_NY_32K_100_8.25-7-6.25
6AA617S96 | Shipper Inspection | Artwork / Copy | TM141_TM143 |  |  |  |  | Go - Meets Specifications (Done) | Prep H 96ct Shipper | Analytical - SHIP_NY_44K_100_12.75-11.625-7.875
6AA632TY | Shipper Inspection | Artwork / Copy | TM141_TM143 |  |  |  |  | Go - Meets Specifications (Done) | Preparation H 180ct Tray | Analytical - SHIP_NY_44K_231_18.5-7.375-14
6AA709S48 | Shipper Inspection | Artwork / Copy | TM141_TM143 |  |  |  |  | Go - Meets Specifications (Done) | Preparation H for Women Shipper | Analytical - SHIP_NY_40K_100_15-11-6.125
6AA73530 | Shipper Inspection | Artwork / Copy | TM141_TM143 |  |  |  |  | Go - Meets Specifications (Done) | Baby Dove Wipes Sensitive Moisture Shipper | Analytical - SHIP_NY_32K_100_10-8.375-8.25
6AA76930 | Shipper Inspection | Artwork / Copy | TM141_TM143 |  |  |  |  | Go - Meets Specifications (Done) | Baby Dove Wipes Rich Moisture Shipper | Analytical - SHIP_NY_44K_100_9-9-4.75
6AA88230 | Shipper Inspection | Artwork / Copy | TM141_TM143 |  |  |  |  | Go - Meets Specifications (Done) | Baby Dove Wipes Sensitive Moisture Shipper | Analytical - SHIP_NY_44K_100_9-9-4.75
6AA91130 | Shipper Inspection | Artwork / Copy | TM141_TM143 |  |  |  |  | Go - Meets Specifications (Done) | Baby Dove Wipes Rich Moisture Shipper | Analytical - SHIP_NY_32K_100_10-8.375-8.25
6AA92230 | Shipper Inspection | Artwork / Copy | TM141_TM143 |  |  |  |  | Go - Meets Specifications (Done) | Baby Dove Wipes Sensitive Moisture Shipper | Analytical - SHIP_NY_32K_100_10-8.375-8.25
6AB16400 | Shipper Inspection | Artwork / Copy | TM141_TM143 |  |  |  |  | Go - Meets Specifications (Done) | PDI Adhesive Tape Remover | Analytical - SHIP_NY_32K_100_16-4.25-5.125
6AD11055 | Shipper Inspection | Artwork / Copy | TM141_TM143 |  |  |  |  | Go - Meets Specifications (Done) | COR WET NAP/BULK 32 ECT | Analytical - SHIP_NY_32K_100_10.625-6.375-11.25
6AD41900 | Shipper Inspection | Artwork / Copy | TM141_TM143 |  |  |  |  | Go - Meets Specifications (Done) | PDI Castile Soap Towelette Shipper | Analytical - SHIP_NY_32K_100_13.25-12-6.125
6AD43600 | Shipper Inspection | Artwork / Copy | TM141_TM143 |  |  |  |  | Go - Meets Specifications (Done) | PDI Sani-Hands Shipper | Analytical - SHIP_NY_32K_100_13.25-12-6.125
6AH58195 | Shipper Inspection | Artwork / Copy | TM141_TM143 |  |  |  |  | Go - Meets Specifications (Done) | PDI Sani Cloth Bleach Shipper | Analytical - SHIP_NY_32K_100_13.4375-6.25-9.6875
6AJ19025 | Shipper Inspection | Artwork / Copy | TM141_TM143 |  |  |  |  | Go - Meets Specifications (Done) | Cetaphil - Asia 25ct Shipper | Analytical - SHIP_NY_32K_100_12-7.25-6.75
6AM30472 | Shipper Inspection | Artwork / Copy | TM141_TM143 |  |  |  |  | Go - Meets Specifications (Done) | Sani Professional No-Rinse Sanitizing Multi-Surface Wipes | Analytical - SHIP_NY_44K_100_15.5-9-12
6AM70172 | Shipper Inspection | Artwork / Copy | TM141_TM143 |  |  |  |  | Go - Meets Specifications (Done) | Sani Professional No-Rinse Sanitizing Multi-Surface Wipes | Analytical - SHIP_NY_44K_100_15.5-9-12
6AP06325 | Shipper Inspection | Artwork / Copy | TM141_TM143 |  |  |  |  | Go - Meets Specifications (Done) | Simple Kind To Skin Facial 25ct Shipper | Analytical - SHIP_NY_32K_100_12.4375-5.4375-4.1875
6AP06528 | Shipper Inspection | Artwork / Copy | TM141_TM143 |  |  |  |  | Go - Meets Specifications (Done) | Ponds Evening Soothe 28ct Shipper | Analytical - SHIP_NY_32K_100_13.25-7.75-5.75
6AP06550 | Shipper Inspection | Artwork / Copy | TM141_TM143 |  |  |  |  | Go - Meets Specifications (Done) | Pond's Moisture Clean Twlts. Evening Soothe | Analytical - SHIP_NY_32K_100_17.375-12.0625-10.5
6AP06728 | Shipper Inspection | Artwork / Copy | TM141_TM143 |  |  |  |  | Go - Meets Specifications (Done) | Ponds Original Fresh 28ct Shipper - Canada | Analytical - SHIP_NY_32K_100_7.125-7-6.0625
6AP07207 | Shipper Inspection | Artwork / Copy | TM141_TM143 |  |  |  |  | Go - Meets Specifications (Done) | 6AP07207 | Analytical-Simple Kind To Skin facial 7ct Shipper Canada
6AP07328 | Shipper Inspection | Artwork / Copy | TM141_TM143 |  |  |  |  | Go - Meets Specifications (Done) | Ponds Luminous Clean USA 28ct Shipper | Analytical - SHIP_NY_32K_100_13.25-7.75-5.75
6AP08128 | Shipper Inspection | Artwork / Copy | TM141_TM143 |  |  |  |  | Go - Meets Specifications (Done) | Ponds Original Fresh 28ct Shipper | Analytical - SHIP_NY_32K_100_13.25-7.75-5.75
6AP08150 | Shipper Inspection | Artwork / Copy | TM141_TM143 |  |  |  |  | Go - Meets Specifications (Done) | Pond's Moisture Clean Twlts. Original Fresh | Analytical - SHIP_NY_32K_100_17.375-12.0625-10.5
6AP09215 | Shipper Inspection | Artwork / Copy | TM141_TM143 |  |  |  |  | Go - Meets Specifications (Done) | Ponds Original Fresh 15ct Shipper | Analytical - SHIP_NY_32K_100_13.4375-9.25-5.75
6AP09384 | Shipper Inspection | Artwork / Copy | TM141_TM143 |  |  |  |  | Go - Meets Specifications (Done) | Noxzema Anti-Blemish Pads 90ct Shipper | Analytical - SHIP_NY_32K_100_8.5-5.75-3.6875
6AP09384 | Shipper Inspection | Artwork / Copy | TM141_TM143 |  |  |  |  | Go - Meets Specifications (Done) | Noxzema Anti-Blemish Pads 90ct Shipper | Analytical - Shipper_NY_Skip lot testing
6AP11325 | Shipper Inspection | Artwork / Copy | TM141_TM143 | [5 empty] | Garnier Skin Active MUR Shipper | Analytical - Shipper_NY_Skip lot testing
6AP11325 | Shipper Inspection | Artwork / Copy | TM141_TM143 |  |  |  |  | Go - Meets Specifications (Done) | Garnier Skin Active MUR Shipper | Analytical - SHIP_NY_44K_100_10.625-9.75-7.75
6AP13472 | Shipper Inspection | Artwork / Copy | TM141_TM143 |  |  |  |  | Go - Meets Specifications (Done) | PDI Sani-Hands Shipper | Analytical - SHIP_NY_32K_100_16.3125-12.25-7.5625
6AP15984 | Shipper Inspection | Artwork / Copy | TM141_TM143 |  |  |  |  | Go - Meets Specifications (Done) | PDI Sani-Hands Shipper | Analytical - SHIP_NY_44K_100_15.25-10.375-7.6875
6AP19525 | Shipper Inspection | Artwork / Copy | TM141_TM143 |  |  |  |  | Go - Meets Specifications (Done) | Simple Kind To Skin Facial Shipper | Analytical - SHIP_NY_32K_100_12.4375-5.4375-4.1875
6AP20528 | Shipper Inspection | Artwork / Copy | TM141_TM143 |  |  |  |  | Go - Meets Specifications (Done) | Ponds Exfoliating Renewal 28ct Shipper | Analytical - SHIP_NY_32K_100_13.25-7.75-5.75
6AP22325 | Shipper Inspection | Artwork / Copy | TM141_TM143 | [5 empty] | Simple Kind To Skin Facial Shipper | Analytical - SHIP_NY_32K_100_12.4375-5.4375-4.1875
6AP22907 | Shipper Inspection | Artwork / Copy | TM141_TM143 |  |  |  |  | Go - Meets Specifications (Done) | Neutrogena Naturals Shipper | Analytical - SHIP_NY_32K_100_8.5625-7.8125-6.4375
6AP23025 | Shipper Inspection | Artwork / Copy | TM141_TM143 |  |  |  |  | Go - Meets Specifications (Done) | Neutrogena Naturals Shipper | Analytical - SHIP_NY_32K_100_11.25-5.8125-4.3125
6AP24284 | Shipper Inspection | Artwork / Copy | TM141_TM143 |  |  |  |  | Go - Meets Specifications (Done) | Sani-Cloth Prime Extra Large Wipe | Analytical - SHIP_NY_40K_100_15.375-10.5625-9.625
6AP24372 | Shipper Inspection | Artwork / Copy | TM141_TM143 |  |  |  |  | Go - Meets Specifications (Done) | PDI Sani-Cloth Bleach Shipper | Analytical - SHIP_NY_44K_100_15.25-10.375-15.4375
6AP24684 | Shipper Inspection | Artwork / Copy | TM141_TM143 |  |  |  |  | Go - Meets Specifications (Done) | PDI Sani-Cloth Bleach Extra large Shipper | Analytical - SHIP_NY_40K_100_15.375-10.5625-9.625
6AP25372 | Shipper Inspection | Artwork / Copy | TM141_TM143 |  |  |  |  | Go - Meets Specifications (Done) | PDI Sani-Cloth Prime Shipper | Analytical - SHIP_NY_44K_100_15.25-10.375-15.4375
6AP25784 | Shipper Inspection | Artwork / Copy | TM141_TM143 |  |  |  |  | Go - Meets Specifications (Done) | PDI Sani Cloth Bleach Shipper | Analytical - Shipper_NY_Skip lot testing
6AP27284 | Shipper Inspection | Artwork / Copy | TM141_TM143 |  |  |  |  | Go - Meets Specifications (Done) | Eco-Wipe Duo | Analytical - SHIP_NY_44K_100_15.375-10.5625-9.625
6AP30895 | Shipper Inspection | Artwork / Copy | TM141_TM143 |  |  |  |  | Go - Meets Specifications (Done) | Aveeno Make-Up Remover Shipper | Analytical - SHIP_32_1BI
6AP32825 | Shipper Inspection | Artwork / Copy | TM141_TM143 |  |  |  |  | Go - Meets Specifications (Done) | Neutrogena Shipper | Analytical - SHIP_32_1P
6AP56784 | Shipper Inspection | Artwork / Copy | TM141_TM143 |  |  |  |  | Go - Meets Specifications (Done) | Sani Professional No Rinse Sanitizing Multi Surface Wipes | Analytical - SHIP_NY_44K_100_15.375-10.5625-9.625
6AP63025 | Shipper Inspection | Artwork / Copy | TM141_TM143 |  |  |  |  | Go - Meets Specifications (Done) | Aveeno Positively Radiant - Shipper | Analytical - SHIP_NY_32K_100_11.25-5.8125-4.3125
6AP64525 | Shipper Inspection | Artwork / Copy | TM141_TM143 |  |  |  |  | Go - Meets Specifications (Done) | Aveeno Positively Radiant | Analytical - SHIP_NY_32K_100_11.25-5.8125-4.3125
6AP71310 | Shipper Inspection | Artwork / Copy | TM141_TM143 |  |  |  |  | Go - Meets Specifications (Done) | Cetaphil 10ct Unprinted Shipper | Analytical - SHIP_NY_44K_100_18.875-11.625-9
6AP80625 | Shipper Inspection | Artwork / Copy | TM141_TM143 |  |  |  |  | Go - Meets Specifications (Done) | Clean & Clear Night Relaxing Shipper | Analytical - SHIP_NY_32K_100_11.25-5.8125-8.625
6AQ76584 | Shipper Inspection | Artwork / Copy | TM141_TM143 |  |  |  |  | Go - Meets Specifications (Done) | PDI Sani-Hands Shipper - Canada | Analytical - SHIP_NY_44K_100_15.25-10.375-7.6875
6AS27350 | Shipper Inspection | Artwork / Copy | TM141_TM143 |  |  |  |  | Go - Meets Specifications (Done) | COR CHLORASCRUB SWAB BULK | Analytical - SHIP_44_2O
6AS27350 | Shipper Inspection | Artwork / Copy | TM141_TM143 | [5 empty] | COR CHLORASCRUB SWAB BULK | Analytical - Shipper_NY_Skip lot testing
6AS40750 | Shipper Inspection | Artwork / Copy | TM141_TM143 |  |  |  |  | Go - Meets Specifications (Done) | COR CHLORASCRUB SWABSTICK | Analytical - SHIP_32_1AP
6AS41950 | Shipper Inspection | Artwork / Copy | TM141_TM143 |  |  |  |  | Go - Meets Specifications (Done) | COR CHLORASCRUB MAXI SWABSTICK | Analytical - SHIP_40_1O
6AU12310 | Shipper Inspection | Artwork / Copy | TM141_TM143 |  |  |  |  | Go - Meets Specifications (Done) | COR PREP-H 10CT SINGLE SK17132 | Analytical - SHIP_32_1U
6AU130TY | Shipper Inspection | Artwork / Copy | TM141_TM143 |  |  |  |  | Go - Meets Specifications (Done) | Grime Boss Heavy Duty Wipes | Analytical - SHIP_NY_32White_203_6.5-9.625-4.5
6AU25206 | Shipper Inspection | Artwork / Copy | TM141_TM143 |  |  |  |  | Go - Meets Specifications (Done) | L 'Oreal Paris Sublime Bronze Self Tan Twlts | Analytical - SHIP_NY_32K_100_11.25-8.4375-4.5625
6AU53601 | Shipper Inspection | Artwork / Copy | TM141_TM143 |  |  |  |  | Go - Meets Specifications (Done) | Cetaphil Gentle Skin Cleans. Cloths Shipper | Analytical - SHIP_NY_32K_100_11.8125-9.375-8.5
6AU56400 | Shipper Inspection | Artwork / Copy | TM141_TM143 |  |  |  |  | Go - Meets Specifications (Done) | Summer's Eve Fresh Cycle Cleansing Cloths | Analytical - SHIP_NY_32K_100_11.75-9.625-7.688
6AU57314 | Shipper Inspection | Artwork / Copy | TM141_TM143 |  |  |  |  | Go - Meets Specifications (Done) | Summer's Eve Fresh Cycle Cleansing Cloths | Analytical - SHIP_NY_32K_100_7.75-6.25-8.25
6AU71230 | Shipper Inspection | Artwork / Copy | TM141_TM143 |  |  |  |  | Go - Meets Specifications (Done) | Preparation H Rapid Relief Totables w/Lidocaine | Analytical - SHIP_NY_32K_100_9.563-9.188-7.75
6BA709SWN | Shipper Inspection | Artwork / Copy | TM141_TM143 |  |  |  |  | Go - Meets Specifications (Done) | Preparation H for Women Shipper | Analytical - SHIP_NY_40K_100_14.75-9.375-6.125
6BB10800 | Shipper Inspection | Artwork / Copy | TM141_TM143 |  |  |  |  | Go - Meets Specifications (Done) | COR CHLORASCRUB SWAB SHIPPER | Analytical - SHIP_32_1S
6BH59200 | Shipper Inspection | Artwork / Copy | TM141_TM143 |  |  |  |  | Go - Meets Specifications (Done) | Sani-Cloth AF3 Shipper | Analytical - SHIP_NY_32K_100_13.4375-6.25-9.6875
6BP21195 | Shipper Inspection | Artwork / Copy | TM141_TM143 |  |  |  |  | Go - Meets Specifications (Done) | Neutrogena Shipper | Analytical - SHIP_NY_44K_100_14.375-12.1875-9.25
6BP25372 | Shipper Inspection | Artwork / Copy | TM141_TM143 |  |  |  |  | Go - Meets Specifications (Done) | PDI Sani Cloth prime Shipper | Analytical - SHIP_NY_44K_100_15.1875-10.1875-15.1875
6BP28425 | Shipper Inspection | Artwork / Copy | TM141_TM143 |  |  |  |  | Go - Meets Specifications (Done) | Neutrogena Shipper | Analytical - SHIP_32_1P
6BP30895 | Shipper Inspection | Artwork / Copy | TM141_TM143 |  |  |  |  | Go - Meets Specifications (Done) | Aveeno Make-Up Remover Shipper | Analytical - SHIP_NY_32K_100_12.5-7.25-7.875
6BP54072 | Shipper Inspection | Artwork / Copy | TM141_TM143 |  |  |  |  | Go - Meets Specifications (Done) | PDI Sani Cloth Bleach Shipper | Analytical - SHIP_44_2L
6BU13195 | Shipper Inspection | Artwork / Copy | TM141_TM143 |  |  |  |  | Go - Meets Specifications (Done) | PDI Sani-Cloth Prime Shipper | Analytical - SHIP_NY_32K_100_13.625-4.5-12.25
6BU25206 | Shipper Inspection | Artwork / Copy | TM141_TM143 |  |  |  |  | Go - Meets Specifications (Done) | L 'Oreal Paris Sublime Bronze Self Tan Twlts | Analytical - SHIP_NY_32K_100_11.3125-8.4375-4.625
6BU27500 | Shipper Inspection | Artwork / Copy | TM141_TM143 |  |  |  |  | Go - Meets Specifications (Done) | PDI Sani-Cloth AF3 Shipper | Analytical - SHIP_NY_32K_100_13.625-4.5-12.25
6CA972CK | Shipper Inspection | Artwork / Copy | TM141_TM143 |  |  |  |  | Go - Meets Specifications (Done) | Sani Pro. - Table Turners Cleaning Multi-Surface | Analytical - SHIP_NY_44K_100_18-8.25-10.25
6CJ21396 | Shipper Inspection | Artwork / Copy | TM141_TM143 |  |  |  |  | Go - Meets Specifications (Done) | Hygea Multi-Purpose Washcloths | Analytical - SHIP_NY_44K_100_16.625-9.375-7
6CP02724 | Shipper Inspection | Artwork / Copy | TM141_TM143 |  |  |  |  | Go - Meets Specifications (Done) | Neutrogena Shipper | Analytical - SHIP_NY_32K_100_11-5.8125-4.0625
6CP22884 | Shipper Inspection | Artwork / Copy | TM141_TM143 |  |  |  |  | Go - Meets Specifications (Done) | Sani Professional Sani-Cloth Disinfecting Wipes | Analytical - SHIP_NY_44K_100_15.375-10.5625-9.625
6CP33724 | Shipper Inspection | Artwork / Copy | TM141_TM143 |  |  |  |  | Go - Meets Specifications (Done) | Neutrogena Shipper | Analytical - SHIP_NY_32K_100_11-5.8125-4.0625
6CP60125 | Shipper Inspection | Artwork / Copy | TM141_TM143 |  |  |  |  | Go - Meets Specifications (Done) | COR NEUT HYDRA CLN CLTH 32ECT 11.25x5.8125x4.31285 | Analytical - SHIP_32_1P
6DC22370 | Shipper Inspection | Artwork / Copy | TM141_TM143 |  |  |  |  | Go - Meets Specifications (Done) | PDI Hygea Sterile Saline Wipe | Analytical - SHIP_NY_32K_100_11.125-6.375-10.375
6DD33333 | Shipper Inspection | Artwork / Copy | TM141_TM143 |  |  |  |  | Go - Meets Specifications (Done) | Sani Professional Sani Hands Shipper | Analytical - SHIP_NY_44K_100_21-12.5-10.5
6DD72400 | Shipper Inspection | Artwork / Copy | TM141_TM143 |  |  |  |  | Go - Meets Specifications (Done) | PDI Sani Hands Instant Hand Sanitizing Wipes | Analytical - SHIP_NY_32K_100_13.25-12-6.125
6DD74800 | Shipper Inspection | Artwork / Copy | TM141_TM143 |  |  |  |  | Go - Meets Specifications (Done) | PDI Obstetrical Towelette | Analytical - SHIP_NY_32K_100_13.25-12-6.125
6DP13872 | Shipper Inspection | Artwork / Copy | TM141_TM143 |  |  |  |  | Go - Meets Specifications (Done) | PDI Sani Cloth AF3 Shipper | Analytical - SHIP_NY_44K_100_15.1875-10.1875-15.1875
6DP63884 | Shipper Inspection | Artwork / Copy | TM141_TM143 |  |  |  |  | Go - Meets Specifications (Done) | PDI Sani Cloth AF3 Shipper | Analytical - Shipper_NY_Skip lot testing
6DP63884 | Shipper Inspection | Artwork / Copy | TM141_TM143 |  |  |  |  | Go - Meets Specifications (Done) | PDI Sani Cloth AF3 Shipper | Analytical - SHIP_NY_44K_100_15.375-10.5625-9.625
6EP44584 | Shipper Inspection | Artwork / Copy | TM141_TM143 |  |  |  |  | Go - Meets Specifications (Done) | Sani Professional - Sani Hands Antibac. Wipes. | Analytical - SHIP_NY_32K_100_15.1875-10.1875-9.625
6FB71200 | Shipper Inspection | Artwork / Copy | TM141_TM143 |  |  |  |  | Go - Meets Specifications (Done) | PDI Nail Polish Remover Pad | Analytical - SHIP_NY_32K_102_14.625-6.375-5
6FJ14108 | Shipper Inspection | Artwork / Copy | TM141_TM143 |  |  |  |  | Go - Meets Specifications (Done) | Hygea Multi Purpose Washcloth Shipper | Analytical - SHIP_NY_44K_100_16.625-8.625-7
6FJ14143 | Shipper Inspection | Artwork / Copy | TM141_TM143 |  |  |  |  | Go - Meets Specifications (Done) | Hygea Premium Multi-Purpose Washcloth | Analytical - SHIP_NY_44K_100_16.5-10.875-5.5
6FP43572 | Shipper Inspection | Artwork / Copy | TM141_TM143 |  |  |  |  | Go - Meets Specifications (Done) | Sani Professional Sani Hands Shipper | Analytical - SHIP_NY_32K_100_16.3125-12.25-7.5625
6FP92084 | Shipper Inspection | Artwork / Copy | TM141_TM143 |  |  |  |  | Go - Meets Specifications (Done) | Sani Professional Sani-Hands Shipper | Analytical - SHIP_NY_40K_100_15.375-10.5625-9.625
6GB10300 | Shipper Inspection | Artwork / Copy | TM141_TM143 |  |  |  |  | Go - Meets Specifications (Done) | PDI CHG / Isopropyl Alcohol Shipper | Analytical - SHIP_NY_32K_100_14.625-6.375-5
6GD35185 | Shipper Inspection | Artwork / Copy | TM141_TM143 |  |  |  |  | Go - Meets Specifications (Done) | Hygea BZK Shipper | Analytical - SHIP_NY_32K_100_13.25-12-12.4375
6GS48450 | Shipper Inspection | Artwork / Copy | TM141_TM143 |  |  |  |  | Go - Meets Specifications (Done) | PDI CHG Swab shipper | Analytical - SHIP_NY_29K_100_17.125-6.6875-11.75
6HB60307 | Shipper Inspection | Artwork / Copy | TM141_TM143 |  |  |  |  | Go - Meets Specifications (Done) | PDI Alcohol Prep Pad Shipper | Analytical - SHIP_NY_40K_100_16.5-12.3125-6.1875
6HC69900 | Shipper Inspection | Artwork / Copy | TM141_TM143 |  |  |  |  | Go - Meets Specifications (Done) | PDI Alcohol Prep Pad Shipper | Analytical - SHIP_NY_32K_100_15.75-8.625-5.1875
6HH04082 | Shipper Inspection | Artwork / Copy | TM141_TM143 |  |  |  |  | Go - Meets Specifications (Done) | PDI Super Sani Cloth Germicidal Disposable Wipe | Analytical - SHIP_NY_32K_100_13.4375-6.25-9.6875
6HQ08472 | Shipper Inspection | Artwork / Copy | TM141_TM143 |  |  |  |  | Go - Meets Specifications (Done) | COR SANI HB 160CT 44ECT/33# | Analytical - SHIP_44_2L
6JA580FW | Shipper Inspection | Artwork / Copy | TM141_TM143 |  |  |  |  | Go - Meets Specifications (Done) | Sani Pro. - Table Turners Cleaning Shipper | Analytical - SHIP_NY_44K_100_16.750-8.125-10.750
6JQ08472 | Shipper Inspection | Artwork / Copy | TM141_TM143 |  |  |  |  | Go - Meets Specifications (Done) | PDI Sani Cloth HB Shipper | Analytical - SHIP_NY_44K_100_15.1875-10.1875-15.1875
6KQ50772 | Shipper Inspection | Artwork / Copy | TM141_TM143 |  |  |  |  | No Go - Does not meet Specifications (OOS) | Crosstex Sanitex Plus 160ct Shipper | Analytical - SHIP_NY_44K_100_15.25-10.375-15.4375
6KS41125 | Shipper Inspection | Artwork / Copy | TM141_TM143 |  |  |  |  | Go - Meets Specifications (Done) | PDI Povidone-Iodine Swabstick (3's) | Analytical - SHIP_NY_29K_100_17.125-6.6875-11.75
6LB40600 | Shipper Inspection | Artwork / Copy | TM141_TM143 |  |  |  |  | Go - Meets Specifications (Done) | Povidone Iodine Prep Pad Shipper | Analytical - SHIP_NY_29K_100_12.375-5.5-4.625
6LQ50772 | Shipper Inspection | Artwork / Copy | TM141_TM143 |  |  |  |  | Go - Meets Specifications (Done) | Crosstex Sanitex Plus Shipper | Analytical - SHIP_NY_44K_100_15.1875-10.1875-15.1875
6LQ85084 | Shipper Inspection | Artwork / Copy | TM141_TM143 |  |  |  |  | Go - Meets Specifications (Done) | PDI Sani Cloth Plus Shipper | Analytical - SHIP_NY_40K_100_15.375-10.5625-9.625
6LS41350 | Shipper Inspection | Artwork / Copy | TM141_TM143 |  |  |  |  | Go - Meets Specifications (Done) | PDI Povidone-Iodine Swabstick (1's) | Analytical - SHIP_NY_29K_100_17.125-6.6875-11.75
6LS82125 | Shipper Inspection | Artwork / Copy | TM141_TM143 |  |  |  |  | Go - Meets Specifications (Done) | PDI Povidone-Iodine Cleansing Scrub Swab | Analytical - SHIP_NY_29K_100_17.125-6.6875-11.75
6MS48050 | Shipper Inspection | Artwork / Copy | TM141_TM143 |  |  |  |  | Go - Meets Specifications (Done) | PDI Povidone-Iodine Cleansing Scrub Swab | Analytical - SHIP_NY_29K_100_17.125-6.6875-11.75
6MU87295 | Shipper Inspection | Artwork / Copy | TM141_TM143 |  |  |  |  | Go - Meets Specifications (Done) | PDI Super Sani Cloth Germicidal Disposable Wipe | Analytical - SHIP_NY_32K_100_13.625-4.5-12.25
6NQ86984 | Shipper Inspection | Artwork / Copy | TM141_TM143 |  |  |  |  | Go - Meets Specifications (Done) | Super Sani Cloth XL 65ct. Shipper | Analytical - SHIP_NY_44K_100_15.375-10.5625-9.625
6NQ86984 | Shipper Inspection | Artwork / Copy | TM141_TM143 |  |  |  |  | Go - Meets Specifications (Done) | Super Sani Cloth XL 65ct. Shipper | Analytical - Shipper_NY_Skip lot testing
6NQ89072 | Shipper Inspection | Artwork / Copy | TM141_TM143 |  |  |  |  | Go - Meets Specifications (Done) | PDI Sani Cloth Shipper 160ct | Analytical - SHIP_NY_44K_100_15.25-10.375-15.4375
6OA404S48 | Shipper Inspection | Artwork / Copy | TM141_TM143 |  |  |  |  | Go - Meets Specifications (Done) | Prep H Shipper | Analytical - SHIP_NY_44K_100_15.625-12.5-6.1875
6OA540S48 | Shipper Inspection | Artwork / Copy | TM141_TM143 |  |  |  |  | Go - Meets Specifications (Done) | Preparation H Medicated Wipes Shipper | Analytical - SHIP_NY_32K_100_11.875-7.75-12.625
6OA632S60 | Shipper Inspection | Artwork / Copy | TM141_TM143 |  |  |  |  | Go - Meets Specifications (Done) | Preparation H Shipper | Analytical - SHIP_NY_32K_150_19.375-8.25-14.125
6OB123ST | Shipper Inspection | Artwork / Copy | TM141_TM143 |  |  |  |  | Go - Meets Specifications (Done) | Prevantics Device Swab Strip Case Shipper | Analytical - SHIP_NY_32K_100_12.375-10.75-5.75
6OB31400 | Shipper Inspection | Artwork / Copy | TM141_TM143 |  |  |  |  | Go - Meets Specifications (Done) | CRU 14.625X6.375X5 200# | Analytical - SHIP_32_1AL
6OC22324 | Shipper Inspection | Artwork / Copy | TM141_TM143 |  |  |  |  | Go - Meets Specifications (Done) | CRU 11.125X6.375X10.375 32ECT | Analytical - SHIP_32_1N
6OD01524 | Shipper Inspection | Artwork / Copy | TM141_TM143 |  |  |  |  | Go - Meets Specifications (Done) | Walmart Wet Nap Unprinted Shipper | Analytical - SHIP_NY_32K_100_8.25-6.25-4.6875
6OD13500A | Shipper Inspection | Artwork / Copy | TM141_TM143 |  |  |  |  | Go - Meets Specifications (Done) | CRU 13.25X12.0X6.125 32 ECT/26 | Analytical - SHIP_32_1AD
6OD36055 | Shipper Inspection | Artwork / Copy | TM141_TM143 |  |  |  |  | Go - Meets Specifications (Done) | Unprinted Shipper | Analytical - SHIP_NY_32K_102_10.625-6.375-11.25
6OH01224 | Shipper Inspection | Artwork / Copy | TM141_TM143 |  |  |  |  | Go - Meets Specifications (Done) | COR HAND SANI 24CT 32ECT | Analytical - Shipper_NY_Skip lot testing
6OH14324 | Shipper Inspection | Artwork / Copy | TM141_TM143 |  |  |  |  | Go - Meets Specifications (Done) | CRU SANI HANDS 24CT | Analytical - SHIP_32_1Y
6OH21112 | Shipper Inspection | Artwork / Copy | TM141_TM143 |  |  |  |  | Go - Meets Specifications (Done) | CRU CVS ANTIBAC 9.75 x 7.625 x 6.75=32 ECT/26MED | Analytical - SHIP_32_1F
6OH45016 | Shipper Inspection | Artwork / Copy | TM141_TM143 |  |  |  |  | Go - Meets Specifications (Done) | Individual Pack 16X Box 12x Case | Analytical - SHIP_NY_32K_100_8.25-6.875-7.375
6OK75595 | Shipper Inspection | Artwork / Copy | TM141_TM143 |  |  |  |  | Go - Meets Specifications (Done) | CRU 11.75X9.625X7.6875 32ECT | Analytical - SHIP_32_1R
6OP027LP | Shipper Inspection | Artwork / Copy | TM141_TM143 |  |  |  |  | Go - Meets Specifications (Done) | COR PAD NEUTROGENA ECT=32 | Analytical - SHIP_32_13A
6OP081LP | Shipper Inspection | Artwork / Copy | TM141_TM143 |  |  |  |  | Go - Meets Specifications (Done) | Layer Pad - Pond's 50ct WIP | Analytical - SHIP_NY_32NA_250_17.250-11.938
6OP34524 | Shipper Inspection | Artwork / Copy | TM141_TM143 |  |  |  |  | Go - Meets Specifications (Done) | CRU AVON UNPRINTED=44 ECT | Analytical - SHIP_44_2G
6OP75510 | Shipper Inspection | Artwork / Copy | TM141_TM143 |  |  |  |  | Go - Meets Specifications (Done) | Cetaphil Unprinted Shipper | Analytical - SHIP_NY_32K_100_15.375-11.5625-10.5625
6OQ22272 | Shipper Inspection | Artwork / Copy | TM141_TM143 |  |  |  |  | Go - Meets Specifications (Done) | 12ct Large Canister shipper | Analytical - SHIP_NY_44K_100_15.188-10.188-15.188
6OQ85984 | Shipper Inspection | Artwork / Copy | TM141_TM143 |  |  |  |  | Go - Meets Specifications (Done) | CRU SANI CLOTH | Analytical - SHIP_NY_44K_100_15.375-10.5625-9.625
6OS12350 | Shipper Inspection | Artwork / Copy | TM141_TM143 |  |  |  |  | Go - Meets Specifications (Done) | Betadine Solution Swabstick Shipper | Analytical - SHIP_NY_32K_100_11.625-6.5-5.938
6OS42850 | Shipper Inspection | Artwork / Copy | TM141_TM143 |  |  |  |  | Go - Meets Specifications (Done) | COR UN-PRINTED=44 ECT | Analytical - SHIP_44_2N
6OS45625 | Shipper Inspection | Artwork / Copy | TM141_TM143 |  |  |  |  | Go - Meets Specifications (Done) | Betadine Solution Swabstick Shipper | Analytical - SHIP_NY_32K_100_6.875-6.5-5.938
6OS46250 | Shipper Inspection | Artwork / Copy | TM141_TM143 |  |  |  |  | Go - Meets Specifications (Done) | CRU 17.125X6.6875X11.75 | Analytical - SHIP_29_1J
6OU12066 | Shipper Inspection | Artwork / Copy | TM141_TM143 |  |  |  |  | Go - Meets Specifications (Done) | CRU 17-13/16X15-1/8X9 40ECT | Analytical - SHIP_40_1M
6OU21470 | Shipper Inspection | Artwork / Copy | TM141_TM143 |  |  |  |  | Go - Meets Specifications (Done) | COR KIRKLAND HH GENERIC SHIPPR | Analytical - SHIP_40_1J
6OU31450 | Shipper Inspection | Artwork / Copy | TM141_TM143 |  |  |  |  | Go - Meets Specifications (Done) | Prep H Totables 50ct Display | Analytical - SHIP_NY_44K_100_18.5-13.5-6.125
6OU35199 | Shipper Inspection | Artwork / Copy | TM141_TM143 |  |  |  |  | Go - Meets Specifications (Done) | Dermira Shipper | Analytical - SHIP_NY_32K_100_19.75-12-11.375
6OU351LP | Shipper Inspection | Artwork / Copy | TM141_TM143 |  |  |  |  | Go - Meets Specifications (Done) | 1440ct DRM4 Layer Pad | Analytical - SHIP_NY_32K_NA_19.500X11.750
6OU351TY | Shipper Inspection | Artwork / Copy | TM141_TM143 |  |  |  |  | Go - Meets Specifications (Done) | 120ct DRM4 Tray | Analytical - SHIP_NY_32K_201_19.0625-2.8125-3.500
6OU37230 | Shipper Inspection | Artwork / Copy | TM141_TM143 |  |  |  |  | Go - Meets Specifications (Done) | Harmon MTT Unprinted Shipper | Analytical - Shipper_NY_Skip lot testing
6OU38510 | Shipper Inspection | Artwork / Copy | TM141_TM143 |  |  |  |  | Go - Meets Specifications (Done) | CVS Medicated Wipes Unprinted Shipper | Analytical - SHIP_32_1BG
6OU55510 | Shipper Inspection | Artwork / Copy | TM141_TM143 |  |  |  |  | Go - Meets Specifications (Done) | Preparation H Rapid Relief Totables w/Lidocaine | Analytical - SHIP_NY_32K_100_11.75-6.25-8
6OU62620 | Shipper Inspection | Artwork / Copy | TM141_TM143 |  |  |  |  | Go - Meets Specifications (Done) | Preparation H Rapid Relief Totables w/Lidocaine | Analytical - SHIP_NY_32K_100_15-9.5-8
6OX46500 | Shipper Inspection | Artwork / Copy | TM141_TM143 |  |  |  |  | Go - Meets Specifications (Done) | Shipper - Project X (5.1 mL, 10.5 mL & 26 mL) | Analytical - SHIP_NY_32K_100_23.688-15.688-7.500
6PQ86984 | Shipper Inspection | Artwork / Copy | TM141_TM143 |  |  |  |  | Go - Meets Specifications (Done) | Super Sani Cloth XL 65ct. Shipper | Analytical - SHIP_NY_32K_100_15.1875-10.1875-9.625
6PQ89072 | Shipper Inspection | Artwork / Copy | TM141_TM143 |  |  |  |  | Go - Meets Specifications (Done) | PDI Sani-Cloth Plus Shipper | Analytical - SHIP_NY_44K_100_15.1875-10.1875-15.1875
6PS23125 | Shipper Inspection | Artwork / Copy | TM141_TM143 |  |  |  |  | Go - Meets Specifications (Done) | PDI Duo-Swab Povidone-Iodine | Analytical - SHIP_NY_29K_100_17.125-6.6875-11.75
6QQ55172 | Shipper Inspection | Artwork / Copy | TM141_TM143 |  |  |  |  | Go - Meets Specifications (Done) | Super Sani Cloth 160ct. Shipper | Analytical - SHIP_NY_44K_100_15.25-10.375-15.4375
6RQ55172 | Shipper Inspection | Artwork / Copy | TM141_TM143 |  |  |  |  | Go - Meets Specifications (Done) | Super Sani Cloth Shipper | Analytical - SHIP_NY_44K_100_15.1875-10.1875-15.1875
6RQ55172 | Shipper Inspection | Artwork / Copy | TM141_TM143 |  |  |  |  | Go - Meets Specifications (Done) | Super Sani Cloth Shipper | Analytical - Shipper_NY_Skip lot testing
6ZS505PD | Shipper Inspection | Artwork / Copy | TM141_TM143 |  |  |  |  | Go - Meets Specifications (Done) | Generic Pad | Analytical - SHIP_32_14A
5AA632S60 | Box Inspection | Artwork_Copy (Color & Text) | Default |  |  | in |  | Meets specifications (Done) | Preparation H Medicated Hemorrhoidal Wipes | Analytical - Box_NY_0.020SBS_101_6-3.625-7
5BU26595 | Box Inspection | Artwork_Copy (Color & Text) | Default |  |  | in |  | Meets specifications (Done) | PDI Sani Cloth Bleach 40ct Box | Analytical - Box_NY_0.024SBS_102_4.390625-4.390625-12
5LS41350 | Box Inspection | Artwork_Copy (Color & Text) | Default |  |  | in |  | Meets specifications (Done) | PDI Povidone-Iodine Swabstick (1's) Box | Analytical - Box_NY_0.016UCSBS_100_6.5-3.3125-5.8125
5CD35185 | Box Inspection | Artwork_Copy (Color & Text) | Default |  |  | in |  | Meets specifications (Done) | PDI Hygea BZK Antiseptic Towelette | Analytical - Box_NY_0.016UCSBS_100_6.5-2.3125-6.0625
5HS48450 | Box Inspection | Artwork_Copy (Color & Text) | Default |  |  | in |  | Meets specifications (Done) | PDI CHG Swabsticks Box | Analytical - Box_NY_0.016UCSBS_100_6.5-3.3125-5.8125
5KC69900 | Box Inspection | Artwork_Copy (Color & Text) | Default |  |  | in |  | Meets specifications (Done) | PDI Sterile Alcohol Prep Pad | Analytical - Box_NY_0.016UCSBS_100_5.0625-4.25-3.0625
5DD72400 | Box Inspection | Artwork_Copy (Color & Text) | Default |  |  | in |  | Meets specifications (Done) | PDI Sani Hands Instant Hand Sanitizing Wipes | Analytical - Box_NY_0.016UCSBS_100_6.5-2.3125-6.0625
5LB60302 | Box Inspection | Artwork_Copy (Color & Text) | Default |  |  | in |  | Meets specifications (Done) | PDI Alcohol Prep Pad | Analytical - Box_NY_0.016UCSBS_100_6.125-4-2.375
5DD43600 | Box Inspection | Artwork_Copy (Color & Text) | Default |  |  | in |  | Meets specifications (Done) | PDI Sani Hands 100ct. Box | Analytical - Box_NY_0.016UCSBS_100_6.5-2.3125-6.0625
5AP209SL | Box Inspection | Artwork_Copy (Color & Text) | Default |  |  | in |  | Meets specifications (Done) | 3X25ct L 'Oreal Tray Sleeve | Analytical - Box_NY_0.020BC_220_5.09375-3.6875-4.625
5CB19600 | Box Inspection | Artwork_Copy (Color & Text) | Default |  |  | in |  | Meets specifications (Done) | PDI Prevantics Device Swab 100ct Box | Analytical - Box_NY_0.018SBS_100_5.125-2.25-2.09375
2OP037 | Web Inspection | Artwork_Copy (Color & Text) | TM141_TM143 |  |  |  |  | Sample(s) all meet specifications (Done) | Simple Kind To Skin Facial Cleansing Wipes 7ct US | Analytical - Web_NP8511_245
5AA617S96 | Box Inspection | Artwork_Copy (Color & Text) | Default |  |  | in |  | Meets specifications (Done) | Preparation H Medicated Wipes 96ct Box | Analytical - Box_NY_0.018SBS_47B_3.625-3.875-6
5AB123ST | Box Inspection | Artwork_Copy (Color & Text) | Default |  |  | in |  | Meets specifications (Done) | PDIPrevantics Device Swab Box | Analytical - Box_NY_0.018SBS_107_10.25-2.375-2.75
2OP072 | Web Inspection | Artwork_Copy (Color & Text) | TM141_TM143 |  |  |  |  | Sample(s) all meet specifications (Done) | Simple Kind To Skin Facial Cleansing Wipes 7ct Canada | Analytical - Web_NP8511_245
2OP223 | Web Inspection | Artwork_Copy (Color & Text) | TM141_TM143 |  |  |  |  | Sample(s) all meet specifications (Done) | Simple Kind To Skin Facial Cleansing Wipes 25ct US | Analytical - Web_NP8511_320
5HC22324 | Box Inspection | Artwork_Copy (Color & Text) | Default |  |  | in |  | Meets specifications (Done) | PDI Hygea Sterile Saline Wipes | Analytical - Box_NY_0.020WCCN_100_5.0625-1.75-3.0625
5JB16400 | Box Inspection | Artwork_Copy (Color & Text) | Default |  |  | in |  | Meets specifications (Done) | PDI Adhesive Tape Remover | Analytical - Box_NY_0.016UCSBS_100_4-3.125-2.375
5KS41125 | Box Inspection | Artwork_Copy (Color & Text) | Default |  |  | in |  | Meets specifications (Done) | PDI Povidone-Iodine Swabstick (3's) Box | Analytical - Box_NY_0.016UCSBS_100_6.5-3.3125-5.8125
5OH382PD | Box Inspection | Artwork_Copy (Color & Text) | Default |  |  | in |  | Meets specifications (Done) | PAD 11-5/8"X 9-1/2" GR-182 | Analytical - Box_50D
5BU37230 | Box Inspection | Artwork_Copy (Color & Text) | Default |  |  | in |  | Meets specifications (Done) | Harmon Smart Values Flushable Cleans Cloth. | Analytical - Box_NY_0.018SBS_101_3.8125-3.375-2.9375
5OP308PD | Box Inspection | Artwork_Copy (Color & Text) | Default |  |  | in |  | Meets specifications (Done) | AQUA LAYER PAD | Analytical - Box_50C
5BA922TY | Box Inspection | Artwork_Copy (Color & Text) | Default |  |  | in |  | Meets specifications (Done) | Dove Baby Wipes Sensitive Moisture 30ct | Analytical - Box_NY_0.020SBS_105_4.5-7.9375-7.9375
5AA911TY | Box Inspection | Artwork_Copy (Color & Text) | Default |  |  | in |  | Meets specifications (Done) | Dove Baby Wipes Rich Moisture 30ct | Analytical - Box_NY_0.020SBS_105_4.5-7.9375-7.9375
5AP227TY | Box Inspection | Artwork_Copy (Color & Text) | Default |  |  | in |  | Meets specifications (Done) | Garnier Skin Active Tray | Analytical - Box_NY_0.020SBS_300_4.625-5-3.625
5QS324IS | Box Inspection | Artwork_Copy (Color & Text) | Default |  |  | in |  | Meets specifications (Done) | PDI Prevantics Swabstick Insert | Analytical - Box_NY_NA50#_402_5-3.25
5PB114IS | Box Inspection | Artwork_Copy (Color & Text) | Default |  |  | in |  | Meets specifications (Done) | PDI Prevantics Swab Insert | Analytical - Box_NY_NA50#_402_2.5-3.25
5AP07530 | Box Inspection | Artwork_Copy (Color & Text) | Default |  |  | in |  | Meets specifications (Done) | L 'Oreal Revitalift Makeup Removing Cleans Twlts. | Analytical - Box_NY_0.020BC_110_6.375-3.4375-4.75
5AP07930 | Box Inspection | Artwork_Copy (Color & Text) | Default |  |  | in |  | Meets specifications (Done) | L 'Oreal Revitalift Makeup Removing Cleans Twlts. Canada | Analytical - Box_NY_0.020BC_110_6.375-3.4375-4.75
5BJ170BT | Box Inspection | Artwork_Copy (Color & Text) | Default |  |  |  |  | Meets specifications (Done) | Cetaphil Gentle Skin Cleansing Wipes Boot | Analytical - Box_NY_0.020SBS_306_3.3125-1.4375-2.625
5BJ324BT | Box Inspection | Artwork_Copy (Color & Text) | Default |  |  |  |  | Meets specifications (Done) | Cetaphil Gentle Skin Cleansing Cloths Boot | Analytical - Box_NY_0.020SBS_306_3.3125-1.4375-2.625
5AU44410 | Box Inspection | Artwork_Copy (Color & Text) | Default |  |  | in |  | Meets specifications (Done) | Prep H Totables 10ct Box | Analytical - Box_NY_0.016SBS_124_2.9375-1.875-3.8125
5AU31450 | Box Inspection | Artwork_Copy (Color & Text) | Default |  |  | in |  | Meets specifications (Done) | Preparation H Totables Dispenser | Analytical - Box_NY_0.020SBS_169_6-3.125-5.9375
5NB10800 | Box Inspection | Artwork_Copy (Color & Text) | Default |  |  | in |  | Meets specifications (Done) | PDI Prevantics Antiseptic Swab 100ct Box | Analytical - Box_NY_0.018SBS_100_5.125-2.25-2.09375
5BU55510 | Box Inspection | Artwork_Copy (Color & Text) | Default |  |  | in |  | Meets specifications (Done) | Preparation H Rapid Relief w/Lidocaine Totables | Analytical - Box_NY_0.016BMPB_124_2.9375-1.875-3.8125
5AD24301 | Box Inspection | Artwork_Copy (Color & Text) | Default |  |  | in |  | Meets specifications (Done) | Wet Nap Antibacterial Hand Wipes - Fresh | Analytical - Box_NY_0.018SBS_107_4-2.03125-4.5
5CB51200 | Box Inspection | Artwork_Copy (Color & Text) | Default |  |  | in |  | Meets specifications (Done) | PDI Povidone-Iodine Prep Pad | Analytical - Box_NY_0.016UCSBS_100_6.125-2.75-2.375
5AP229TY | Box Inspection | Artwork_Copy (Color & Text) | Default |  |  | in |  | Meets specifications (Done) | Neutrogena Naturals Makeup Rmvr. Tray | Analytical - Box_NY_0.024SBS_303_8.228-3.661-6.024
5MS82125 | Box Inspection | Artwork_Copy (Color & Text) | Default |  |  | in |  | Meets specifications (Done) | PDI Povidone-Iodine Cleansing Scrub Box. | Analytical - Box_NY_0.016UCSBS_100_6.5-3.3125-5.8125
5AH58195 | Box Inspection | Artwork_Copy (Color & Text) | Default |  |  | in |  | Meets specifications (Done) | PDI Sani Cloth Bleach | Analytical - Box_NY_0.020SBS_127_6.25-2.5625-4.625
5GB10300 | Box Inspection | Artwork_Copy (Color & Text) | Default |  |  | in |  | Meets specifications (Done) | PDI CHG Prep Pad Box | Analytical - Box_NY_0.016UCSBS_100_6.125-2.750-2.375
5NU87250 | Box Inspection | Artwork_Copy (Color & Text) | Default |  |  | in |  | Meets specifications (Done) | PDI Super Sani-Cloth 50ct. Box | Analytical - Box_NY_0.024SBS_127_4.375-4.375-12
5BU62620 | Box Inspection | Artwork_Copy (Color & Text) | Default |  |  | in |  | Meets specifications (Done) | Preparation H Rapid Relief w/Lidocaine Totables | Analytical - Box_NY_0.016BMPB_122_3.625-3-3.8125
5AD02424 | Box Inspection | Artwork_Copy (Color & Text) | Default |  |  | in |  | Meets specifications (Done) | Wet Nap Antibacterial Hand Wipes - Fresh | Analytical - Box_NY_0.018SBS_107_4-2.03125-4.5
5OP081BT | Box Inspection | Artwork_Copy (Color & Text) | Default |  |  | in |  | Meets specifications (Done) | Ponds Original Fresh Twlts. | Analytical - Box_NY_0.016SBSC1S_300_3.125-2.1875-2.4375
M746S9 | Box Inspection | Artwork_Copy (Color & Text) | Default |  |  | in |  |  | Kirkland Naturals MX 9/100 Solo Club | Analytical - Box_NY_0.016SBSC1S_300_3.125-2.1875-2.4375
5AP21195 | Box Inspection | Artwork_Copy (Color & Text) | Default |  |  | in |  | Meets specifications (Done) | BOX NEUT. MAKE-UP RMVR GRP 296 | Analytical - Box_01M
5PS40750 | Box Inspection | Artwork_Copy (Color & Text) | Default |  |  | in |  | Meets specifications (Done) | PDI Prevantics Skin Swabstick 50ct Box | Analytical - Box_NY_0.018SBS_100_7.125-3-6.625
5CS42325 | Box Inspection | Artwork_Copy (Color & Text) | Default |  |  | in |  | Meets specifications (Done) | PDI Povidone-Iodine Swabstick 3's | Analytical - Box_NY_0.016UCSBS_100_6.5-3.3125-5.8125
5KB71200 | Box Inspection | Artwork_Copy (Color & Text) | Default |  |  | in |  | Meets specifications (Done) | PDI Nail Polish Remover Pad | Analytical - Box_NY_0.016UCSBS_100_6.125-2.75-2.375
5AU25206 | Box Inspection | Artwork_Copy (Color & Text) | Default |  |  | in |  | Meets specifications (Done) | L'Oreal Paris Sublime Bronze Self Tan Twlt | Analytical - Box_NY_0.018SBS_100_101.6-44.45-101.6
5AU54901 | Box Inspection | Artwork_Copy (Color & Text) | Default |  |  | in |  | Meets specifications (Done) | L' Oreal Paris Sublime Bronze Self Tan. Twlts. | Analytical - Box_NY_0.018SBS_100_101.6-44.45-101.6
5AU252IN | Box Inspection | Artwork_Copy (Color & Text) | Default |  |  | in |  | Meets specifications (Done) | L' Oreal Paris Sublime Bronze Self Tan Twlts | Analytical - Box_NY_0.020TBC_123_4.09375-3.625-4.3125
5BJ123BT | Box Inspection | Artwork_Copy (Color & Text) | Default |  |  |  |  | Meets specifications (Done) | Cetaphil Gentle Skin Cleansing Cloths Boot | Analytical - Box_NY_0.020SBS_306_3.3125-1.4375-2.625
5AJ130BT | Box Inspection | Artwork_Copy (Color & Text) | Default | [5 empty] | Cetaphil Gentle Skin Cleansing Cloths Boot | Analytical - Box_NY_0.020SBS_306_3.3125-1.4375-2.625
5NB40600 | Box Inspection | Artwork_Copy (Color & Text) | Default |  |  | in |  | Meets specifications (Done) | PDI Povidone Iodine Prep Med | Analytical - Box_NY_0.016UCSBS_100_5.125-2.25-2.09375
5BU252IN | Box Inspection | Artwork_Copy (Color & Text) | Default |  |  | in |  | Meets specifications (Done) | L' Oreal Paris Sublime Bronze Self Tan. Twlts. | Analytical - Box_NY_0.020TBC_123_4.09375-3.625-4.3125
5QS428IS | Box Inspection | Artwork_Copy (Color & Text) | Default |  |  | in |  | Meets specifications (Done) | PDI Prevantics Swabstick Insert | Analytical - Box_NY_NA50#_402_5-3.25
5DA941TY | Box Inspection | Artwork_Copy (Color & Text) | Default |  |  | in |  | Meets specifications (Done) | Target Up & Up Extra Large Cleans. Washcloths | Analytical - Box_NY_0.024WCK_111_5.25-6.25-8.625/3.5
5CC80100 | Box Inspection | Artwork_Copy (Color & Text) | Default |  |  | in |  | Meets specifications (Done) | Philips Sali-Wipes Sterile saline Wipes. | Analytical - Box_NY_0.016UCSBS_100_5.0625-1.75-3.0625
5EH21724 | Box Inspection | Artwork_Copy (Color & Text) | Default |  |  | in |  | Meets specifications (Done) | Safeway Care Instant Hand Sanitizer Wipes | Analytical - Box_NY_0.018SBS_107_4-2.03125-4.5
5OP092PB | Box Inspection | Artwork_Copy (Color & Text) | Default |  |  | in |  | Meets specifications (Done) | Poly Bag w/fold over top on 2" wicket | Analytical - Box_NY_LDPE_407_13.5-6.5-6-4
5MS48050 | Box Inspection | Artwork_Copy (Color & Text) | Default |  |  | in |  | Meets specifications (Done) | PDI Providone-Iodine Cleansing Scrub Box | Analytical - Box_NY_0.016UCSBS_100_6.5-3.125-5.8125
5HB59800 | Box Inspection | Artwork_Copy (Color & Text) | Default |  |  | in |  | Meets specifications (Done) | PDI Electrode Prep Pad | Analytical - Box_NY_0.016UCSBS_100_6.125-2.75-2.375
2OA347 | Web Inspection | Artwork_Copy (Color & Text) | TM101_TM107_TM132 |  |  |  |  | Sample(s) all meet specifications (Done) | Summer's Eve Fresh Cycle Cleans. Cloths | Analytical - Web_NP8550_10.25
5QS41950 | Box Inspection | Artwork_Copy (Color & Text) | Default |  |  | in |  | Meets specifications (Done) | PDI Prevantics Maxi Swabstick Box | Analytical - Box_NY_0.018SBS_100_6.625-4.125-8.125
5CA284TR | Box Inspection | Artwork_Copy (Color & Text) | Default |  |  | in |  | Meets specifications (Done) | Preparation H 48ct | Analytical - Box_NY_0.018SBS_111_6-5.3125-3.6875
5OP073BT | Box Inspection | Artwork_Copy (Color & Text) | Default |  |  | in |  | Meets specifications (Done) | Ponds Luminous Clean Twlts. | Analytical - Box_NY_0.016SBSC1S_300_3.125-2.1875-2.4375
5AU57314 | Box Inspection | Artwork_Copy (Color & Text) | Default |  |  | in |  | Meets specifications (Done) | Summer's Eve Fresh Cycle Cleansing Cloths | Analytical - Box_NY_0.016CCSBS_100_3-2.5-4
2AP087 | Web Inspection | Artwork_Copy (Color & Text) | TM101_TM107_TM132 |  |  |  |  | Sample(s) all meet specifications (Done) | Cetaphil Gentle Makeup Removing Wipes | Analytical - Web_NP8550_12.205
5CS42050 | Box Inspection | Artwork_Copy (Color & Text) | Default |  |  | in |  | Meets specifications (Done) | PDI Povidone-Iodine Scrub 1's CDA | Analytical - Box_NY_0.016UCSBS_100_6.5-3.3125-5.8125
5AA347BT | Box Inspection | Artwork_Copy (Color & Text) | Default |  |  | in |  | Meets specifications (Done) | Summer's Eve Fresh Cycle Cleansing Cloths | Analytical - Box_NY_0.020SBS_300_3.375-1.313-2.625
5CU252IN | Box Inspection | Artwork_Copy (Color & Text) | Default |  |  | in |  | Meets specifications (Done) | L'Oreal Paris Sublime Bronze Self Tan Twlt | Analytical - Box_NY_0.020TBC_123_4.09375-3.625-4.3125
5AA404S48 | Box Inspection | Artwork_Copy (Color & Text) | Default |  |  | in |  | Meets specifications (Done) | Preparation H Medicated Wipes 48ct Box - NY | Analytical - Box_NY_0.018SBS_100_7.1875-3.6875-6.0625
5AA404S48 | Box Inspection | Artwork_Copy (Color & Text) | Default |  |  | in |  |  | Preparation H Medicated Wipes 48ct Box - NY | Analytical - Box_NY_0.018SBS_111_6-5.875-3.625
5AA540S48 | Box Inspection | Artwork_Copy (Color & Text) | Default |  |  | in |  |  | Preparation H Medicated Wipes Box | Analytical - Box_NY_0.018SBS_111_6-5.875-3.625
5AA540S48 | Box Inspection | Artwork_Copy (Color & Text) | Default |  |  | in |  | Meets specifications (Done) | Preparation H Medicated Wipes Box | Analytical - Box_NY_0.018SBS_100_7.1875-3.6875-6.0625
5DH12824 | Box Inspection | Artwork_Copy (Color & Text) | Default |  |  | in |  | Meets specifications (Done) | CVS Health Instant Hand Sanitizer Wipes | Analytical - Box_NY_0.018SBS_100_4-2.125-6.125
5OP205BT | Box Inspection | Artwork_Copy (Color & Text) | Default |  |  | in |  | Meets specifications (Done) | Ponds Exfoliating Renewal Twlts. | Analytical - Box_NY_0.016SBSC1S_300_3.18-2.1875-2.4375
5OP092BT | Box Inspection | Artwork_Copy (Color & Text) | Default |  |  | in |  | Meets specifications (Done) | Ponds Original Fresh 15ct Twlts. | Analytical - Box_NY_0.016SBSC1S_300_3.18-1.4375-2.6875
2OP214 | Web Inspection | Artwork_Copy (Color & Text) | TM101_TM107_TM132 |  |  |  |  | Sample(s) all meet specifications (Done) | Proactiv Cleansing Wipes 25ct | Analytical - Web_NP8550_12.205
5HC12400 | Box Inspection | Artwork_Copy (Color & Text) | Default |  |  | in |  | Meets specifications (Done) | PDI Povidone-Iodine Prep Pad | Analytical - Box_NY_0.016UCSBS_100_5.0625-4.25-3.0625
5BU44410 | Box Inspection | Artwork_Copy (Color & Text) | Default |  |  | in |  | Meets specifications (Done) | Prep H Totables 10ct Box | Analytical - Box_NY_0.016SBS_124_2.9375-1.875-3.8125
5FB47000 | Box Inspection | Artwork_Copy (Color & Text) | Default |  |  | in |  | Meets specifications (Done) | PDI Io-Gone Iodine Remover Pad | Analytical - Box_NY_0.016UCSBS_100_6.125-2.75-2.375
5BU27500 | Box Inspection | Artwork_Copy (Color & Text) | Default |  |  | in |  | Meets specifications (Done) | PDI Sani-Cloth AF3 Box | Analytical - Box_NY_0.024SBS_102_4.3906-4.3906-12
5BA617S96 | Box Inspection | Artwork_Copy (Color & Text) | Default |  |  | in |  | Meets specifications (Done) | Preparation H Medicated Wipes 96ct Box | Analytical - Box_NY_0.018SBS_47B_3.625-3.875-6
5QS273IS | Box Inspection | Artwork_Copy (Color & Text) | Default |  |  | in |  | Meets specifications (Done) | PDI Prevantics Swabstick Insert | Analytical - Box_NY_NA50#_402_5-3.25
5KH04095 | Box Inspection | Artwork_Copy (Color & Text) | Default |  |  | in |  | Meets specifications (Done) | PDI Super Sani-Cloth 50ct. Box | Analytical - Box_NY_0.020SBS_127_6.25-2.5625-4.625
5NS23125 | Box Inspection | Artwork_Copy (Color & Text) | Default |  |  | in |  | Meets specifications (Done) | PDI Duo-Swab Povidone-Iodine 25ct Box | Analytical - Box_NY_0.016UCSBS_100_6.5-3.3125-5.8125
5BA735TY | Box Inspection | Artwork_Copy (Color & Text) | Default |  |  | in |  | Meets specifications (Done) | Dove Baby Wipes Sensitive Moisture 30ct | Analytical - Box_NY_0.020SBS_105_4.5-7.9375-7.9375
5EH21130 | Box Inspection | Artwork_Copy (Color & Text) | Default |  |  | in |  | Meets specifications (Done) | CVS Total Home Antibac. Wipes 30ct Box | Analytical - Box_NY_0.016SBS_100_4.75-2.375-3.25
5FD41900 | Box Inspection | Artwork_Copy (Color & Text) | Default |  |  | in |  | Meets specifications (Done) | PDI Castile Soap Towelette Box | Analytical - Box_NY_0.016UCSBS_100_6.5-2.3125-6.0625
5HB59800 | Box Inspection | Artwork_Copy (Color & Text) | Default |  |  | in |  | Meets specifications (Done) | PDI Electrode Prep Pad | Analytical - Box_NY_0.0018LDPE_407_12-5.5-5-4
5OP624PB | Box Inspection | Artwork_Copy (Color & Text) | Default |  |  | in |  |  | Poly Bag w/fold over top on 2" wicket | Analytical - Box_NY_0.016UCSBS_100_6.125-2.75-2.375
5OP624PB | Box Inspection | Artwork_Copy (Color & Text) | Default |  |  | in |  | Meets specifications (Done) | Poly Bag w/fold over top on 2" wicket | Analytical - Box_NY_0.0018LDPE_407_12-5.5-5-4
5BU19101 | Box Inspection | Artwork_Copy (Color & Text) | Default |  |  | in |  | Meets specifications (Done) | Cetaphil Gentle Skin Cleans. Cloths Dispenser | Analytical - Box_NY_0.020SBS_129_5.75-3-3.875
5BU71230 | Box Inspection | Artwork_Copy (Color & Text) | Default |  |  | in |  | Meets specifications (Done) | Preparation H Rapid Relief Totables w/Lidocaine | Analytical - Box_NY_0.018SBS_122_4.6875-3-3.8125
5AH45016 | Box Inspection | Artwork_Copy (Color & Text) | Default |  |  | in |  | Does not meet specifications (OOS) | CVS Health Cleansing Cloths 16ct Box | Analytical - Box_NY_0.018SBS_101_3.875-2-3.5
5HD74800 | Box Inspection | Artwork_Copy (Color & Text) | Default |  |  | in |  | Meets specifications (Done) | PDI Obstetrical Towelette | Analytical - Box_NY_0.016UCSBS_100_6.5-2.3125-6.0625
5PB10800 | Box Inspection | Artwork_Copy (Color & Text) | Default |  |  | in |  | Meets specifications (Done) | PDI Prevantics Antiseptic Swab 100ct Box | Analytical - Box_NY_0.018SBS_100_5.125-2.25-2.09375
5OP067BT | Box Inspection | Artwork_Copy (Color & Text) | Default |  |  | in |  | Meets specifications (Done) | Ponds Original Fresh Twlts. 28ct - Canada | Analytical - Box_NY_0.016SBSC1S_300_3.18-2.1875-2.4375
2AA347 | Web Inspection | Artwork_Copy (Color & Text) | TM101_TM107_TM132 |  |  |  |  | Sample(s) all meet specifications (Done) | Summer's Eve Fresh Cycle Cleans. Cloths | Analytical - Web_NP8550_10.25
5QB114IS | Box Inspection | Artwork_Copy (Color & Text) | Default |  |  | in |  | Meets specifications (Done) | PDI Prevantics Swab Insert | Analytical - Box_NY_NA50#_402_2.5-3.25
5BH59200 | Box Inspection | Artwork_Copy (Color & Text) | Default |  |  | in |  | Meets specifications (Done) | Sani-Cloth AF3 | Analytical - Box_NY_0.020SBS_127_6.25-2.5625-4.625
5AU50010 | Box Inspection | Artwork_Copy (Color & Text) | Default |  |  | in |  | Meets specifications (Done) | CVS Health Medicated Wipes to Go 10ct Box | Analytical - Box_NY_0.016SBS_124_2.9375-1.875-3.8125
5FH07050 | Box Inspection | Artwork_Copy (Color & Text) | Default |  |  | in |  | Meets specifications (Done) | EZ EM Mammo Wipes | Analytical - Box_NY_0.020SBS_125_6.125-2.4375-6.015625
5OP092PB | Box Inspection | Back Flip | Default | 5.6875 | 6.3125 | in | FDA,5 |  | Poly Bag w/fold over top on 2" wicket | Analytical - Box_NY_LDPE_407_13.5-6.5-6-4
5HB59800 | Box Inspection | Back Flip | Default | 4.6875 | 5.3125 | in | FDA,5 |  | PDI Electrode Prep Pad | Analytical - Box_NY_0.0018LDPE_407_12-5.5-5-4
5OP624PB | Box Inspection | Back Flip | Default | 4.6875 | 5.3125 | in | FDA,5 |  | Poly Bag w/fold over top on 2" wicket | Analytical - Box_NY_0.0018LDPE_407_12-5.5-5-4
5DA941TY | Box Inspection | Back Height | Default | 8.5938 | 8.6562 | in | FDA,5 |  | Target Up & Up Extra Large Cleans. Washcloths | Analytical - Box_NY_0.024WCK_111_5.25-6.25-8.625/3.5
2OP065 | Visual Inspection | Barcode Legibility/Quality | TM141_TM143 |  |  |  |  | Barcode should scan and code should be matched under the barcode (Done) | Ponds Evening Soothe Twlts. | Analytical - Web_NP8536_11.875
2OP067 | Visual Inspection | Barcode Legibility/Quality | TM141_TM143 |  |  |  |  | Barcode should scan and code should be matched under the barcode (Done) | Ponds Original Fresh 28ct Twlts. - Canada | Analytical - Web_NP8536_11.875
2OP067 | Visual Inspection | Barcode Legibility/Quality | TM141_TM143 |  |  |  |  | Barcode should scan and code should be matched under the barcode (Done) | Ponds Original Fresh 28ct Twlts. - Canada | Analytical - Web_NY_Skip lot testing
2OP073 | Visual Inspection | Barcode Legibility/Quality | TM141_TM143 |  |  |  |  | Barcode should scan and code should be matched under the barcode (Done) | Ponds Luminous Clean Twlts. | Analytical - Web_NP8536_11.875
2OP075 | Visual Inspection | Barcode Legibility/Quality | TM141_TM143 |  |  |  |  | Barcode should scan and code should be matched under the barcode (Done) | L'Oreal Paris Revitalift MUR Cleans. Twlt | Analytical - Web_NP8541_12.205
2OP079 | Visual Inspection | Barcode Legibility/Quality | TM141_TM143 |  |  |  |  | Barcode should scan and code should be matched under the barcode (Done) | L 'Oreal Paris Revitalift MUR Cleans Wipes Canada | Analytical - Web_NP8541_12.205
2OP081 | Visual Inspection | Barcode Legibility/Quality | TM141_TM143 |  |  |  |  | Barcode should scan and code should be matched under the barcode (Done) | Ponds Original Fresh Twlts. | Analytical - Web_NP8536_11.875
2OP092 | Visual Inspection | Barcode Legibility/Quality | TM141_TM143 |  |  |  |  | Barcode should scan and code should be matched under the barcode (Done) | Ponds Original Fresh 15ct Twlts. | Analytical - Web_NP8536_10
2OP205 | Visual Inspection | Barcode Legibility/Quality | TM141_TM143 |  |  |  |  | Barcode should scan and code should be matched under the barcode (Done) | Ponds Exfoliating Renewal Twlts | Analytical - Web_NP8536_11.875
2OP213 | Visual Inspection | Barcode Legibility/Quality | TM141_TM143 |  |  |  |  | Barcode should scan and code should be matched under the barcode (Done) | Garnier Skin Active Clean Micellar Makeup Remover Cleans. Twlts. - Canada | Analytical - Web_NP8541_11
2AU555 | Basis Weight (lbs/ream) | Basis Weight | ASTMD 646 | 66.6 | 81.4 | Lb/Ream | FDA,1 |  | Prep H Rapid Relief with Lidocaine Totables | Analytical - Web_NP3460_7.5
2OP081 | Basis Weight (lbs/ream) | Basis Weight | TM101 | 40.1 | 49.02 | Lb/Ream | FDA,2 |  | Ponds Original Fresh Twlts. | Analytical - Web_NP8536_11.875
2OP073 | Basis Weight (lbs/ream) | Basis Weight | TM101 | 40.1 | 49.02 | Lb/Ream | FDA,2 |  | Ponds Luminous Clean Twlts. | Analytical - Web_NP8536_11.875
2OP065 | Basis Weight (lbs/ream) | Basis Weight | TM101 | 40.1 | 49.02 | Lb/Ream | FDA,2 |  | Ponds Evening Soothe Twlts. | Analytical - Web_NP8536_11.875
2OP205 | Basis Weight (lbs/ream) | Basis Weight | TM101 | 40.1 | 49.02 | Lb/Ream | FDA,2 |  | Ponds Exfoliating Renewal Twlts | Analytical - Web_NP8536_11.875
2OP092 | Basis Weight (lbs/ream) | Basis Weight | TM101 | 40.1 | 49.02 | Lb/Ream | FDA,2 |  | Ponds Original Fresh 15ct Twlts. | Analytical - Web_NP8536_10
2OP067 | Basis Weight (lbs/ream) | Basis Weight | TM101 | 40.1 | 49.02 | Lb/Ream | FDA,2 |  | Ponds Original Fresh 28ct Twlts. - Canada | Analytical - Web_NP8536_11.875
2OP067 | Basis Weight (lbs/ream) | Basis Weight | TM101 | 40.1 | 49.02 | Lb/Ream | FDA,2 |  | Ponds Original Fresh 28ct Twlts. - Canada | Analytical - Web_NY_Skip lot testing
2AU252 | Basis Weight (lbs/ream) | Basis Weight | TM101 | 57.56 | 70.4 | Lb/Ream | FDA,2 |  | L' Oreal paris Sublime Bronze Self-Tanning Twlts. | Analytical - Web_NP3459_8.0
2AU252 | Basis Weight (lbs/ream) | Basis Weight | TM101 | 57.56 | 70.4 | Lb/Ream | FDA,2 |  | L' Oreal paris Sublime Bronze Self-Tanning Twlts. | Analytical - Web_3459_8
3OD438 | Applicator_Inspection | Basis Weight (GSM) (TM 101) | See Analyte for Method # | 31.5 | 38.5 | GSM | FDA,1 |  | 35 gsm Unembossed Nonwoven | Analytical - Applicator_NY_35 gsm Unembossed Nonwoven
3OP113 | Applicator_Inspection | Basis Weight (GSM) (TM 101) | See Analyte for Method # | 40.5 | 49.5 | GSM | FDA,1 |  | Flat CSC Spunlaced Nonwoven - 45 gsm - 30" | Analytical-Applicator_NY_Skip lot testing
3OM304 | Applicator_Inspection | Basis Weight (GSM) (TM 101) | See Analyte for Method # | 45 | 55 | GSM | FDA,0 |  | Spunlaced Nonwoven 50 gsm 100% Polyester - 9" | Analytical-Applicator_NY_Spunlaced Nonwoven 50 gsm 100% Polyester-9"
3OA426 | Applicator_Inspection | Basis Weight (GSM) (TM 101) | See Analyte for Method # | 47 | 57 | GSM | FDA,0 |  | Rolls Spunlaced Nonwoven – 8” – 52 gsm | Analytical - Applicator_NY_Rolls Spunlaced Nonwoven – 8” – 52 gsm
3OQ850N | Applicator_Inspection | Basis Weight (GSM) (TM 101) | See Analyte for Method # | 38 | 42 | GSM | FDA,1 |  | Applicator Thermal Bonded Nonwoven-37 1/2" | Analytical - Applicator_NY_Thermal Bonded Nonwoven-37 1/2"
3OQ890N | Applicator_Inspection | Basis Weight (GSM) (TM 101) | See Analyte for Method # | 38 | 42 | GSM | FDA,1 |  | AP1 SG THERMAL SH-PP-40 36" | Analytical - Applicator_NY_Thermal Bonded Nonwoven-37 1/2"
3OP920 | Applicator_Inspection | Basis Weight (GSM) (TM 101) | See Analyte for Method # | 31.5 | 38.5 | GSM | FDA,1 |  | SMS Nonwovens Honeycomb Embossed- 35 gsm - 953 mm | Analytical-Applicator_NY_SMS Nonwovens Honeycomb Embossed- 35 gsm - 37.5"
3OP705 | Applicator_Inspection | Basis Weight (GSM) (TM 101) | See Analyte for Method # | 47 | 57 | GSM | FDA,0 |  | Rolls Spunlaced Nonwoven – 25 1/2” – 52 gsm | Analytical-Applicator_NY_Skip lot testing
3OU252 | Applicator_Inspection | Basis Weight (GSM) (TM 101) | See Analyte for Method # | 64.4 | 71.2 | GSM | FDA,1 |  | Nonwoven Rolls Spunlaced Nonwoven - 9" - 67.8gsm | Analytical-Applicator_NY_Rolls Spunlaced Nonwoven-10"-67.8gsm
3OA347 | Applicator_Inspection | Basis Weight (GSM) (TM 101) | See Analyte for Method # | 60 | 70 | GSM | FDA,1 |  | Nonwoven Rolls Dispersible Unembossed - 6" width-65 gsm | Microbiologu - Bioburden_Applicator_NY
3OD438 | Applicator_Inspection | Basis Weight (GSM) (TM 101) | See Analyte for Method # | 31.5 | 38.5 | GSM | FDA,1 |  | 35 gsm Unembossed Nonwoven | Analytical - REDUCED TESTING_NY_3OD438
3OH581 | Applicator_Inspection | Basis Weight (GSM) (TM 101) | See Analyte for Method # | 45 | 55 | GSM | FDA,1 |  | Spunlaced Nonwoven 50 gsm 100% Polyester – 7” | Analytical - Applicator_NY_Spunlaced Nonwoven 50 gsm 100% Polyester – 7”
3OA347 | Applicator_Inspection | Basis Weight (GSM) (TM 101) | See Analyte for Method # | 60 | 70 | GSM | FDA,1 |  | Nonwoven Rolls Dispersible Unembossed - 6" width-65 gsm | Analytical-Applicator_NY_Nonwoven Rolls Dispersable Unembossed- 6" width - 65 gsm
3OP065 | Applicator_Inspection | Basis Weight (GSM) (TM 101) | See Analyte for Method # | 54 | 66 | GSM | FDA,1 |  | Rolls Spunlaced Nonwoven Diamond - 60gsm | Analytical - Applicator_NY_Rolls spunlaced Nonwoven Diamond - 60gsm
3OB108 | Applicator_Inspection | Basis Weight (GSM) (TM 101) | See Analyte for Method # | 52.3 | 59.6 | GSM | FDA,1 |  | Applicator Textured Thermal Bond - 55.8 gsm - 25 ½" | Analytical - REDUCED TESTING_NY_3OB108
3OM304 | Applicator_Inspection | Basis Weight (GSM) (TM 101) | See Analyte for Method # | 45 | 55 | GSM | FDA,0 |  | Spunlaced Nonwoven 50 gsm 100% Polyester - 9" | Analytical-Applicator_NY_Skip lot testing
3AQ470-A | Applicator_Inspection | Basis Weight (GSM) (TM 101) | See Analyte for Method # | 45 | 55 | GSM | FDA,1 |  | Rolls Spunlaced Nonwoven – 37.75” – 50gsm | Analytical-Applicator_NY_Rolls Spunlaced Nonwoven - 37.75"-50gsm
3OH143 | Applicator_Inspection | Basis Weight (GSM) (TM 101) | See Analyte for Method # | 40.5 | 49.5 | GSM | FDA,1 |  | Embossed Spunlaced Nonwoven 45 gsm – 7” | Analytical - Applicator_NY_Embossed Spunlaced Nonwoven 45 gsm – 7”
3OC585 | Applicator_Inspection | Basis Weight (GSM) (TM 101) | See Analyte for Method # | 49.5 | 60.5 | GSM | FDA,0 |  | 55 gsm unembossed spunlaced nonwoven- 6" | Analytical - Applicator_NY_55 gsm Unembossed Spunlaced Nonwoven – 6”
3OD186 | Applicator_Inspection | Basis Weight (lbs/ream) (TM 101) | See Analyte for Method # | 21.5 | 25 | #/Ream | FDA,1 |  | Paper Crepe 23 lb., 7 3/4" | Analytical - Applicator_NY_Paper Crepe 23 lb., 7 3/4"
2AP091 | Web Inspection | Basis_Weight | TM101_TM107_TM132 | 37.8 | 48.2 | #/Ream | FDA,1 |  | Cetaphil Gentle Makeup Removing Wipes | Analytical - Web_NP8550_12.205
2OA347 | Web Inspection | Basis_Weight | TM101_TM107_TM132 | 37.8 | 48.2 | #/Ream | FDA,1 |  | Summer's Eve Fresh Cycle Cleans. Cloths | Analytical - Web_NP8550_10.25
2AP087 | Web Inspection | Basis_Weight | TM101_TM107_TM132 | 37.8 | 48.2 | #/Ream | FDA,1 |  | Cetaphil Gentle Makeup Removing Wipes | Analytical - Web_NP8550_12.205
2OP587 | Web Inspection | Basis_Weight | TM101_TM107_TM132 | 37.8 | 48.2 | #/Ream | FDA,1 |  | Proactiv Cleansing Wipes 25ct | Analytical - Web_NP8550_12.205
2OP214 | Web Inspection | Basis_Weight | TM101_TM107_TM132 | 37.8 | 48.2 | #/Ream | FDA,1 |  | Proactiv Cleansing Wipes 25ct | Analytical - Web_NP8550_12.205
2AA347 | Web Inspection | Basis_Weight | TM101_TM107_TM132 | 37.8 | 48.2 | #/Ream | FDA,1 |  | Summer's Eve Fresh Cycle Cleans. Cloths | Analytical - Web_NP8550_10.25
2BU275 | Basis Weight | Basis_Weight_(#/3000_sq_ft) | TM101 | 65.3 | 79.8 | #/3000sqft | FDA,1 |  | PDI Sani-Cloth AF3 | Analytical - Web_NP3895_8.5
2BH592 | Basis Weight | Basis_Weight_(#/3000_sq_ft) | TM101 | 65.3 | 79.8 | #/3000sqft | FDA,1 |  | Sani-Cloth AF3 | Analytical - Web_NP3895_6.0
2JC699 | Basis Weight | Basis_Weight_(#/Ream-Printed) | TM101 | 49.8 | 60.8 | #/Ream | FDA,1 |  | PDI Alcohol Prep Pad | Analytical - Web_NP5410_6.0
2MB164 | Basis Weight | Basis_Weight_(#/Ream-Printed) | TM101 | 49.8 | 60.8 | #/Ream | FDA,1 |  | PDI Adhesive Tape Remover | Analytical - Web_NP5410_8.0
2FB6038 | Basis Weight | Basis_Weight_(#/Ream-Printed) | TM101 | 49.8 | 60.8 | #/Ream | FDA,1 |  | PDI Alcohol Prep Pad | Analytical - Web_NP5410_8.0
2ED419 | Basis Weight | Basis_Weight_(#/Ream-Printed) | TM101 | 49.8 | 60.8 | #/Ream | FDA,1 |  | PDI Castile Soap Towelette | Analytical - Web_NP5410_4.5
2ED110 | Basis Weight | Basis_Weight_(#/Ream-Printed) | TM101 | 49.8 | 60.8 | #/Ream | FDA,1 |  | WEB ORIGINAL W/N 4.5"/5410 | Analytical - Web_NP5410_4.5
2DH128 | Basis Weight | Basis_Weight_(#/Ream-Printed/Varnished) | TM101 | 55.6 | 68 | #/Ream | FDA,1 |  | CVS Health Instant Hand Sanitizer Wipes | Analytical - Web_NP5115_7.5
2HD748 | Basis Weight | Basis_Weight_(#/Ream-Printed/Varnished) | TM101 | 55.6 | 68 | #/Ream | FDA,1 |  | PDI OB Towelette | Analytical - Web_NP5115_4.5
2PD351 | Basis Weight | Basis_Weight_(#/Ream-Printed/Varnished) | TM101 | 55.8 | 68.2 | #/Ream | FDA,1 |  | PDI Hygea BZK Antiseptic Towelette | Analytical - Web_NP5116_4.5
2OU444 | Basis Weight | Basis_Weight_(#/Ream-Printed/Varnished) | TM101 | 55.6 | 68 | #/Ream | FDA,1 |  | Prep H Totables 1ct Packette | Analytical - Web_NP5115_7.5
2AU372W | Basis Weight | Basis_Weight_(#/Ream-Printed/Varnished) | TM101 | 55.6 | 68 | #/Ream | FDA,1 |  | Harmon Smart Values Flushable Cleans Clths. | Analytical - Web_NP5115_7.5
2OU354 | Basis Weight | Basis_Weight_(#/Ream-Printed/Varnished) | TM101 | 55.6 | 68 | #/Ream | FDA,1 |  | Fleet Flushable Wipe with Aloe | Analytical - Web_NP5115_7.5
2OU573 | Basis Weight | Basis_Weight_(#/Ream-Printed/Varnished) | TM101 | 55.6 | 68 | #/Ream | FDA,1 |  | Summer's Eve Fresh Cycle Cleansing Cloths | Analytical - Web_NP5115_7.5
2LB598 | Basis Weight | Basis_Weight_(#/Ream-Printed/Varnished) | TM101 | 55.6 | 68 | #/Ream | FDA,1 |  | PDI Electrode Prep Pad | Analytical - Web_NP5115_4.5
2KH040 | Basis Weight | Basis_Weight_(#/Ream-Printed/Varnished) | TM101 | 55.6 | 68 | #/Ream | FDA,1 |  | PDI Super Sani-Cloth | Analytical - Web_NP5115_6.0
2MB712 | Basis Weight | Basis_Weight_(#/Ream-Printed/Varnished) | TM101 | 55.6 | 68 | #/Ream | FDA,1 |  | PDI Nail Polish Remover Pad | Analytical - Web_NP5115_4.5
2GB470 | Basis Weight | Basis_Weight_(#/Ream-Printed/Varnished) | TM101 | 55.6 | 68 | #/Ream | FDA,1 |  | PDI Io-Gone Iodine Remover Pad | Analytical - Web_NP5115_4.5
2OB530 | Basis Weight | Basis_Weight_(#/Ream-Printed/Varnished) | TM101 | 55.6 | 68 | #/Ream | FDA,1 |  | AfterBite - Insect Bite Relief | Analytical - Web_NP5115_4.5
2DH217 | Basis Weight | Basis_Weight_(#/Ream-Printed/Varnished) | TM101 | 55.6 | 68 | #/Ream | FDA,1 |  | Safeway Care Instant Hand Sanitizer Wipes | Analytical - Web_NP5115_7.5
2CD724 | Basis Weight | Basis_Weight_(#/Ream-Printed/Varnished) | TM101 | 55.6 | 68 | #/Ream | FDA,1 |  | PDI Sani Hands Instant Hand Sanitizing Wipe | Analytical - Web_NP5115_4.5
2OD024 | Basis Weight | Basis_Weight_(#/Ream-Printed/Varnished) | TM101 | 55.6 | 68 | #/Ream | FDA,1 |  | Wet Nap Antibacterial Hand Wipes | Analytical - Web_NY_Skip lot testing
2OU130 | Basis Weight | Basis_Weight_(#/Ream-Printed/Varnished) | TM101 | 55.6 | 68 | #/Ream | FDA,1 |  | Grime Boss Heavy Duty Cleaning Wipes | Analytical - Web_NP5115_9.0
2PU872 | Basis Weight | Basis_Weight_(#/Ream-Printed/Varnished) | TM101 | 55.6 | 68 | #/Ream | FDA,1 |  | PDI Super Sani-Cloth | Analytical - Web_NP5115_8.5
2FB103 | Basis Weight | Basis_Weight_(#/Ream-Printed/Varnished) | TM101 | 55.6 | 68 | #/Ream | FDA,1 |  | PDI CHG Prep Pad | Analytical - Web_NP5115_4.5
2FH070 | Basis Weight | Basis_Weight_(#/Ream-Printed/Varnished) | TM101 | 55.6 | 68 | #/Ream | FDA,1 |  | EZ Mammo Wipe | Analytical - Web_NP5115_6.0
2HU120 | Basis Weight | Basis_Weight_(#/Ream-Printed/Varnished) | TM101 | 55.6 | 68 | #/Ream | FDA,1 |  | PDI Hygea Personal Cleansing Washcloths | Analytical - Web_NP5115_8.5
2BD365 | Basis Weight | Basis_Weight_(#/Ream-Printed/Varnished) | TM101 | 55.6 | 68 | #/Ream | FDA,1 |  | Lead Wipe Packette | Analytical - Web_NP5115_4.5
2OH450 | Basis Weight | Basis_Weight_(#/Ream-Printed/Varnished) | TM101 | 55.6 | 68 | #/Ream | FDA,1 |  | CVS Health Cleansing Cloths | Analytical - Web_NP5115_7.5
2ED436 | Basis Weight | Basis_Weight_(#/Ream-Printed/Varnished) | TM101 | 55.6 | 68 | #/Ream | FDA,1 |  | PDI Sani Hands 1ct. | Analytical - Web_NP5115_4.5
2OD024 | Basis Weight | Basis_Weight_(#/Ream-Printed/Varnished) | TM101 | 55.6 | 68 | #/Ream | FDA,1 |  | Wet Nap Antibacterial Hand Wipes | Analytical - Web_NP5115_7.5
2DH211 | Basis Weight | Basis_Weight_(#/Ream-Printed/Varnished) | TM101 | 55.8 | 68.2 | #/Ream | FDA,1 |  | CVS Total Home Antibacterial Moist Wipes | Analytical - Web_NP5116_6.0
2AU191 | Basis Weight | Basis_Weight_(#/Ream-Printed/Varnished) | TM101 | 55.6 | 68 | #/Ream | FDA,1 |  | Cetaphil Gentle Skin Cleans Cloths 1ct. | Analytical - Web_NP5115_7.5
2AU444 | Basis Weight | Basis_Weight_(#/Ream-Printed/Varnished) | TM101 | 55.6 | 68 | #/Ream | FDA,1 |  | Prep H Totables 1ct Packette | Analytical - Web_NP5115_7.5
2OB963 | Basis Weight | Basis_Weight_(#/Ream-Printed/Varnished) | TM101 | 55.6 | 68 | #/Ream | FDA,1 |  | Tender - After Bite Wipe | Analytical - Web_NP5115_4.5
2OD029 | Basis Weight | Basis_Weight_(#/Ream-Printed/Varnished) | TM101 | 55.6 | 68 | #/Ream | FDA,1 |  | Color & Co. Stain Eraser Color-Removing Wipe | Analytical - Web_NP5115_7.5
2CD333 | Basis Weight | Basis_Weight_(#/Ream-Printed/Varnished) | TM101 | 55.6 | 68 | #/Ream | FDA,1 |  | Sani Professional Sani Hands Packette | Analytical - Web_NP5115_4.5
2RQ890P | Basis Weight | Basis_Weight_(#/Ream-Unprinted) | TM101 | 37.8 | 46.2 | #/Ream | FDA,1 |  | Pilfer White 250X with Laser Perf 4.25 Pitch | Analytical - Web_NP9508_18.125
2RQ890 | Basis Weight | Basis_Weight_(#/Ream-Unprinted) | TM101 | 37.8 | 46.2 | #/Ream | FDA,1 |  | PIL WH CL-250XWH 18.125 NP9508 | Analytical - Web_NP9508_18.125
2RS419 | Basis Weight | Basis_Weight_(#/Ream) | TM101 | 74 | 90 | #/Ream | FDA,0 |  | PDI Prevantics Maxi Swabstick | Analytical - Web_NP3885_16
2OA592 | Basis Weight | Basis_Weight_(#/Ream) | TM101 | 53.3 | 65.1 | #/Ream | FDA,1 |  | Prep H Medicated Wipes 48ct. | Analytical - Web_NP8504_11.0
2OA632 | Basis Weight | Basis_Weight_(#/Ream) | TM101 | 53.3 | 65.1 | #/Ream | FDA,1 |  | Prep H Medicated Hemorrhoidal Wipes | Analytical - Web_NP8504_11.75
2BC801 | Basis Weight | Basis_Weight_(#/Ream) | TM101 | 81 | 99 | #/Ream | FDA,1 |  | Philips Sali- Wipes Sterile Saline Wipes | Analytical - Web_NP3870_6.0
2MS413 | Basis Weight | Basis_Weight_(#/Ream) | TM101 | 81 | 99 | #/Ream | FDA,1 |  | PDI Povidone-Iodine Swabstick (1's) | Analytical - Web_NP3870_11.5
2AP806 | Basis Weight | Basis_Weight_(#/Ream) | TM101 | 44.88 | 57.12 | #/Ream | FDA,2 |  | Clean & Clear Night Relaxing All-In-One Cleansing Wipes | Analytical - Web_NP8430_310
2OP645 | Basis Weight | Basis_Weight_(#/Ream) | TM101 | 44.88 | 57.12 | #/Ream | FDA,2 |  | Aveeno Positively Radiant Make Up Removing Wipes 25ct | Analytical - Web_NP8440_310
2AJ324 | Basis Weight | Basis_Weight_(#/Ream) | TM101 | 29.4 | 37.42 | #/Ream | FDA,2 |  | Cetaphil Gentle Skin Cleansing Wipes 25ct | Analytical - Web_NP8530_11.0
2AP260 | Basis Weight | Basis_Weight_(#/Ream) | TM101 | 35.82 | 45.6 | #/Ream | FDA,2 |  | Avon ANEW Clean MUR Wipes 24ct | Analytical - Web_NP8535_12.75
2OP063 | Basis Weight | Basis_Weight_(#/Ream) | TM101 | 43.1 | 52.7 | Lbs/Ream | FDA,1 |  | Simple Kind To Skin Facial Cleansing Wipes 25ct Canada | Analytical - Web_NP8511_320
2CA922 | Basis Weight | Basis_Weight_(#/Ream) | TM101 | 39.4 | 48.2 | #/Ream | FDA,1 |  | Dove Baby Sensitive Moisture Wipes | Analytical - Web_NP8810_12.125
2CA911 | Basis Weight | Basis_Weight_(#/Ream) | TM101 | 39.4 | 48.2 | #/Ream | FDA,1 |  | Dove Baby Rich Moisture Wipes | Analytical - Web_NP8810_12.125
2CB196 | Basis Weight | Basis_Weight_(#/Ream) | TM101 | 53.1 | 64.9 | #/Ream | FDA,1 |  | PDI Prevantics Device Swab | Analytical - Web_NP5114_41.0
2RB108 | Basis Weight | Basis_Weight_(#/Ream) | TM101 | 53.1 | 64.9 | #/Ream | FDA,1 |  | PDI Prevantics Swab Packette | Analytical - Web_NP5114_41.0
2OP630 | Basis Weight | Basis_Weight_(#/Ream) | TM101 | 44.88 | 57.12 | #/Ream | FDA,2 |  | Aveeno Positively Radiant Make-Up Removing Wipes 25ct | Analytical - Web_NP8440_310
2BJ227 | Basis Weight | Basis_Weight_(#/Ream) | TM101 | 29.4 | 37.42 | #/Ream | FDA,2 |  | Hygea Multi Purpose Washcloths | Analytical - Web_NP8530_15.75
2CB512 | Basis Weight | Basis_Weight_(#/Ream) | TM101 | 81 | 99 | #/Ream | FDA,1 |  | PDI Povidone-Iodine Prep Pad | Analytical - Web_NP3870_4.5
2AP113 | Basis Weight | Basis_Weight_(#/Ream) | TM101 | 52.53 | 64.21 | #/Ream | FDA,2 |  | Garnier Skin Active Clean Refreshing Remover Cleans Twlts | Analytical - Web_NP8542_11.0
2QB114X | Basis Weight | Basis_Weight_(#/Ream) | TM101 | 78.9 | 96.5 | #/Ream | FDA,1 |  | PDI Prevantics Skin Swab Packette | Analytical - Web_NP3860_5.0
2RS324 | Basis Weight | Basis_Weight_(#/Ream) | TM101 | 78.9 | 96.5 | #/Ream | FDA,1 |  | PDI Prevantics Swabstick | Analytical - Web_NP3860_12.5
2RS407 | Basis Weight | Basis_Weight_(#/Ream) | TM101 | 74 | 90 | #/Ream | FDA,0 |  | PDI Prevantics Skin Swabsticks | Analytical - Web_NP3885_13.0
2BS423 | Basis Weight | Basis_Weight_(#/Ream) | TM101 | 81 | 99 | #/Ream | FDA,1 |  | PDI Povidone-Iodine Swabstick 3's | Analytical - Web_NP3870_11.5
2JC223 | Basis Weight | Basis_Weight_(#/Ream) | TM101 | 81 | 99 | #/Ream | FDA,1 |  | PDI Hygea Sterile Saline Wipe | Analytical - Web_NP3870_6.0
2LB406 | Basis Weight | Basis_Weight_(#/Ream) | TM101 | 83.7 | 96.3 | #/Ream | FDA,1 |  | PDI PVP Prep Pad Med | Analytical - Web_NP3870_10.0
2BJ213 | Basis Weight | Basis_Weight_(#/Ream) | TM101 | 29.4 | 37.42 | #/Ream | FDA,2 |  | Hygea Multi-Purpose Washcloths | Analytical - Web_NP8530_18
2BA284R | Basis Weight | Basis_Weight_(#/Ream) | TM101 | 53.3 | 65.1 | #/Ream | FDA,1 |  | Preparation H 48ct. | Analytical - Web_NP8504_11.0
2OP195 | Basis Weight | Basis_Weight_(#/Ream) | TM101 | 43.1 | 52.7 | Lbs/Ream | FDA,1 |  | Simple Kind To Skin Micellar Cleansing Wipes 25ct | Analytical - Web_NP8511_320
2SS428 | Basis Weight | Basis_Weight_(#/Ream) | TM101 | 78.9 | 96.5 | #/Ream | FDA,1 |  | PDI Prevantics Skin Swabstick | Analytical - Web_NP3860_8.0
2QS411 | Basis Weight | Basis_Weight_(#/Ream) | TM101 | 81 | 99 | #/Ream | FDA,1 |  | PDI Povidone-Iodine Swabstick (3's) | Analytical - Web_NP3870_11.5
2AP227 | Basis Weight | Basis_Weight_(#/Ream) | TM101 | 52.53 | 64.21 | #/Ream | FDA,2 |  | Garnier Skin Active Clean Micellar Makeup Remover Cleans. Twlts. | Analytical - Web_NP8542_11.0
2OP223 | Basis Weight | Basis_Weight_(#/Ream) | TM101 | 43.1 | 52.7 | Lbs/Ream | FDA,1 |  | Simple Kind To Skin Facial Cleansing Wipes 25ct US | Analytical - Web_NP8511_320
2AP075 | Basis Weight | Basis_Weight_(#/Ream) | TM101 | 52.53 | 64.21 | #/Ream | FDA,2 |  | L' Oreal paris Revitalift MUR Cleans. Twlts. | Analytical - Web_NP8542_12.205
2OB123 | Basis Weight | Basis_Weight_(#/Ream) | TM101 | 53.1 | 64.9 | #/Ream | FDA,1 |  | PDI Prevantics Device Swab | Analytical - Web_NP5114_41.0
2BS420 | Basis Weight | Basis_Weight_(#/Ream) | TM101 | 81 | 99 | #/Ream | FDA,1 |  | PDI Povidone-Iodine Swab 1's | Analytical - Web_NP3870_11.5
2QS480 | Basis Weight | Basis_Weight_(#/Ream) | TM101 | 81 | 99 | #/Ream | FDA,1 |  | PDI Povidone - Iodine Cleansing Scrub swab | Analytical - Web_NP3870_11.5
2JC124 | Basis Weight | Basis_Weight_(#/Ream) | TM101 | 81 | 99 | #/Ream | FDA,1 |  | PDI Povidone-Iodine Prep Pad Large | Analytical - Web_NP3870_6.0
2AA709 | Basis Weight | Basis_Weight_(#/Ream) | TM101 | 53.3 | 65.1 | #/Ream | FDA,1 |  | Preparation H Medicated Wipes for Women | Analytical - Web_NP8504_11.0
2BA972 | Basis Weight | Basis_Weight_(#/Ream) | TM101 | 45.4 | 57.8 | #/Ream | FDA,1 |  | Sani Pro. - Table Turners Web 75ct | Analytical - Web_NP8540_13.5
2OA664 | Basis Weight | Basis_Weight_(#/Ream) | TM101 | 29.4 | 37.42 | #/Ream | FDA,2 |  | Target Up&Up Extra Large Cleansing Washcloths | Analytical - Web_NP8530_15.75
2AA592 | Basis Weight | Basis_Weight_(#/Ream) | TM101 | 53.3 | 65.1 | #/Ream | FDA,1 |  | Prep H Medicated Wipes 48ct. | Analytical - Web_NP8504_11.0
2FJ141R | Basis Weight | Basis_Weight_(#/Ream) | TM101 | 35.82 | 45.6 | #/Ream | FDA,2 |  | Hygea Adult Flow Wrap | Analytical - Web_NP8535_16
2OP037 | Basis Weight | Basis_Weight_(#/Ream) | TM101 | 43.1 | 52.7 | Lbs/Ream | FDA,1 |  | Simple Kind To Skin Facial Cleansing Wipes 7ct US | Analytical - Web_NP8511_245
2AJ170 | Basis Weight | Basis_Weight_(#/Ream) | TM101 | 29.4 | 37.42 | #/Ream | FDA,2 |  | Cetaphil Gentle Skin Cleansing wipes 25ct | Analytical - Web_NP8530_11.0
2CA735 | Basis Weight | Basis_Weight_(#/Ream) | TM101 | 39.4 | 48.2 | #/Ream | FDA,1 |  | Dove Baby Sensitive Moisture Wipes | Analytical - Web_NP8810_12.125
2AJ123 | Basis Weight | Basis_Weight_(#/Ream) | TM101 | 37.8 | 48.2 | #/Ream | FDA,1 |  | Cetaphil Gentle Skin Cleansing Cloths 25ct. | Analytical - Web_NY_Skip lot testing
2BJ143 | Basis Weight | Basis_Weight_(#/Ream) | TM101 | 29.4 | 37.42 | #/Ream | FDA,2 |  | Hygea Premium Multi Purpose Washcloths | Analytical - Web_NP8530_16.25
2OP072 | Basis Weight | Basis_Weight_(#/Ream) | TM101 | 43.1 | 52.7 | Lbs/Ream | FDA,1 |  | Simple Kind To Skin Facial Cleansing Wipes 7ct Canada | Analytical - Web_NP8511_245
2SS273 | Basis Weight | Basis_Weight_(#/Ream) | TM101 | 78.9 | 96.5 | #/Ream | FDA,1 |  | PDI Prevantics Maxi Swabstick | Analytical - Web_NP3860_15.5
2AP210 | Basis Weight | Basis_Weight_(#/Ream) | TM101 | 52.53 | 64.21 | #/Ream | FDA,2 |  | L' Oreal Vichy Makeup Removing Micellar Cleans Wipes | Analytical - Web_NP8542_11.0
2OS123 | Basis Weight | Basis_Weight_(#/Ream) | TM101 | 81 | 99 | #/Ream | FDA,1 |  | Betadine Solution Swabstick | Analytical - Web_NP3870_11.5
2OS456 | Basis Weight | Basis_Weight_(#/Ream) | TM101 | 81 | 99 | #/Ream | FDA,1 |  | Betadine Solution Swabstick | Analytical - Web_NP3870_11.5
2SB108 | Basis Weight | Basis_Weight_(#/Ream) | TM101 | 53.1 | 64.9 | #/Ream | FDA,1 |  | PDI Prevantics Swab Packette | Analytical - Web_NP5114_41.0
2OM304 | Basis Weight | Basis_Weight_(#/Ream) | TM101 | 45.4 | 57.8 | #/Ream | FDA,1 |  | Sani Pro - Table Turners Web 72ct. | Analytical - Web_NP8540_16.0
2BJ123 | Basis Weight | Basis_Weight_(#/Ream) | TM101 | 37.8 | 48.2 | #/Ream | FDA,1 |  | Cetaphil Gentle Skin Cleansing Cloths 25ct | Analytical - Web_NP8550_11
2OM701 | Basis Weight | Basis_Weight_(#/Ream) | TM101 | 45.4 | 57.8 | #/Ream | FDA,1 |  | Sani Pro - Table Turners Web 72ct Canada | Analytical - Web_NP8540_16.0
2AA632 | Basis Weight | Basis_Weight_(#/Ream) | TM101 | 53.3 | 65.1 | #/Ream | FDA,1 |  | Prep H Medicated Hemorrhoidal Wipes | Analytical - Web_NP8504_11.75
2HA580 | Basis Weight | Basis_Weight_(#/Ream) | TM101 | 45.4 | 57.8 | #/Ream | FDA,1 |  | Sani Table Turners Web | Analytical - Web_NP8540_17.0
2RB114X | Basis Weight | Basis_Weight_(#/Ream) | TM101 | 78.9 | 96.5 | #/Ream | FDA,1 |  | PDI Prevantics Skin Swab Packette | Analytical - Web_NP3860_5.0
3OQ333 | Basis Weight | Basis_Weight_(GSM) | TM101 | 35.5 | 44.5 | GSM | FDA,1 |  | Embossed Spunlaced Nonwoven - 37 1/2" | Analytical-Applicator_NY_ Embossed Spunlaced Nonwoven - 37 1/2"
3AP211 | Basis Weight | Basis_Weight_(GSM) | TM101 | 49.5 | 60.5 | GSM | FDA,1 |  | Spunlaced Nonwoven 55gsm 37 1/2" | Analytical-Applicator_NY_Spunlaced Nonwoven 55gsm 37 1/2"
3OP138 | Basis Weight | Basis_Weight_(GSM) | TM101 | 35 | 45 | GSM | FDA,0 |  | 40 gsm, Hydroentangled Nonwoven 30" with Diamond Emboss | Analytical - Applicator_36D
3XP667 | Basis Weight | Basis_Weight_(GSM) | TM101 | 45 | 55 | GSM | FDA,1 |  | Spunlaced Nonwoven 50gsm 100% Polyester - 38.75" | Analytical-Applicator_NY_Spunlaced Nonwoven 50 gsm 100% Polyester-38.75"
3OQ551 | Basis Weight | Basis_Weight_(GSM) | TM101 | 35 | 45 | GSM | FDA,0 |  | 40gsm, Hydroentangled Nonwoven, 42" | Analytical - Applicator_15E
3OQ444 | Basis Weight | Basis_Weight_(GSM) | TM101 | 35.5 | 44.5 | GSM | FDA,1 |  | Applicator- 36" Embossed Spunlaced Nonwoven | Analytical-Applicator_NY_36" Embossed Spunlaced Nonwoven
3OQ222 | Basis Weight | Basis_Weight_(GSM) | TM101 | 35.5 | 44.5 | GSM | FDA,1 |  | Applicator - 30" Embossed Spunlaced Nonwoven | Analytical-Applicator_NY_ 30" Embossed Spunlaced Nonwoven
3OA592 | Basis Weight | Basis_Weight_(GSM) | TM101 | 65 | 75 | GSM | FDA,0 |  | Nonwoven Rolls Dispersible Unembossed - 6" width - 70gsm | Analytical - Applicator_NY_Nonwoven Rolls Dispersible Unembossed - 6" - 70gsm
2OP075 | Basis Weight | Basis_Weight_(GSM) | TM101 | 74.3 | 90.9 | GSM | FDA,1 |  | L'Oreal Paris Revitalift MUR Cleans. Twlt | Analytical - Web_NP8541_12.205
3OA580 | Basis Weight | Basis_Weight_(GSM) | TM101 | 40 | 50 | GSM | FDA,0 |  | 45 gsm, Hydroentangled Nonwoven 11-1/2” | Analytical - Applicator_38A
3OJ213 | Basis Weight | Basis_Weight_(GSM) | TM101 | 36 | 44 | GSM | FDA,0 |  | AP1 VJ 40 GSM 50% VISC/50% PET 12" | Analytical - Applicator_08A
3OP134 | Basis Weight | Basis_Weight_(GSM) | TM101 | 31.5 | 38.5 | GSM | FDA,1 |  | 35gsm Stora Flat - 30" | Analytical-Applicator_NY_35gsm Stora Flat - 30"
3XP134 | Basis Weight | Basis_Weight_(GSM) | TM101 | 31.5 | 38.5 | GSM | FDA,1 |  | 35gsm Stora Flat - 36" | Analytical-Applicator_NY_35gsm Stora Flat - 36"
3DQ595N | Basis Weight | Basis_Weight_(GSM) | TM101 | 38 | 42 | GSM | FDA,0 |  | AP1 SG THERMAL SH-PP-40 30" | Analytical - Applicator_10I
3OQ890N | Basis Weight | Basis_Weight_(GSM) | TM101 | 38 | 42 | GSM | FDA,0 |  | AP1 SG THERMAL SH-PP-40 36" | Analytical - Applicator_01E
3OQ850N | Basis Weight | Basis_Weight_(GSM) | TM101 | 38 | 42 | GSM | FDA,0 |  | Applicator Thermal Bonded Nonwoven-37 1/2" | Analytical - Applicator_01E
3BJ141 | Basis Weight | Basis_Weight_(GSM) | TM101 | 38.7 | 47.3 | GSM | FDA,1 |  | AP1 VJ 43G 40/60 BGDOT 11.625 | Analytical - Applicator_07K
3XP253 | Basis Weight | Basis_Weight_(GSM) | TM101 | 31.5 | 38.5 | GSM | FDA,1 |  | 35gsm Flat Thermoembonded Nonwoven 30" | Analytical - Applicator_NY_35gsm Flat Thermoembonded Nonwoven 30"
3OP242 | Basis Weight | Basis_Weight_(GSM) | TM101 | 31.5 | 38.5 | GSM | FDA,1 |  | 35gsm Flat Thermoembonded Nonwoven 37.5" | Analytical - Applicator_NY_35gsm Flat Thermoembonded Nonwoven 37.5"
2OP073 | Basis Weight | Basis_Weight_(GSM) | TM101 |  |  | lbs/rm | FDA,2 |  | Ponds Luminous Clean Twlts. | Analytical - Web_NP8536_11.875
3AU228 | Basis Weight | Basis_Weight_(GSM) | TM101 | 49.5 | 60.5 | GSM | FDA,1 |  | AP1 SP SPUNLACE 55G 50/50 7.5 | Analytical - Applicator_06I
3XP540 | Basis Weight | Basis_Weight_(GSM) | TM101 | 45 | 55 | GSM | FDA,0 |  | Spunlaced Nonwoven 50gsm 100% Polyester - 42" | Analytical-Applicator_NY_Spunlaced Nonwoven 50 gsm 100% Polyester-42"
3OU265 | Basis Weight | Basis_Weight_(GSM) | TM101 | 45 | 55 | GSM | FDA,1 |  | Spunlaced Nonwoven 50 gsm 100% Polyester – 11 1/2” | Analytical - Applicator_10H
3XP138 | Basis Weight | Basis_Weight_(GSM) | TM101 | 35 | 45 | GSM | FDA,0 |  | 40 gsm, Hydroentangled Nonwoven 37 1/2" with Diamond Emboss | Analytical - Applicator_36B
3OH592 | Basis Weight | Basis_Weight_(GSM) | TM101 | 35 | 45 | GSM | FDA,0 |  | 40 gsm, Hydroentangled Nonwoven 7 7/8” with Diamond Emboss | Analytical - Applicator_36A
3OU275 | Basis Weight | Basis_Weight_(GSM) | TM101 | 35 | 45 | GSM | FDA,0 |  | 40 gsm, Hydroentangled Nonwoven 11 3/4” with Diamond Emboss | Analytical - Applicator_36C
3OA347 | Basis Weight | Basis_Weight_(GSM) | TM101 | 60 | 70 | GSM | FDA,1 |  | Nonwoven Rolls Dispersible Unembossed - 6" width-65 gsm | Analytical-Applicator_NY_Nonwoven Rolls Dispersable Unembossed- 6" width - 65 gsm
3OA911 | Basis Weight | Basis_Weight_(GSM) | TM101 | 50 | 60 | GSM | FDA,0 |  | 55gsm Big Dot Embossed Nonwoven | Analytical - Applicator_NY_55gsm Big Dot Embossed Nonwoven
3OP257 | Basis Weight | Basis_Weight_(GSM) | TM101 | 45 | 55 | GSM | FDA,0 |  | Spunlaced Nonwoven 50gsm 100% Polyester - 37.5" | Analytical-Applicator_NY_Spunlaced Nonwoven 50 gsm 100% Polyester-37.5"
3OA972 | Basis Weight | Basis_Weight_(GSM) | TM101 | 35.2 | 44.8 | GSM | FDA,1 |  | 40 gsm, Hydroentangled Nonwoven 9" with Diamond Emboss | Analytical-Applicator_NY_40gsm Hydroentangled Nonwoven 9" with Diamond Emboss
3OA347 | Basis Weight | Basis_Weight_(GSM) | TM101 | 60 | 70 | GSM | FDA,1 |  | Nonwoven Rolls Dispersible Unembossed - 6" width-65 gsm | Microbiologu - Bioburden_Applicator_NY
3DQ595 | Basis Weight | Basis_Weight_(GSM) | TM101 | 38 | 42 | GSM | FDA,1 |  | AP1 SG THERMAL SH-PP-40 30" | Analytical - Applicator_10D
3OP081 | Basis Weight | Basis_Weight_(GSM) | TM101 | 49.5 | 60.5 | GSM | FDA,1 |  | Rolls Flat Spunlaced Nonwoven - 55 gsm | Analytical - Applicator_NY_Rolls Flat Spunlaced Nonwoven-55gsm-30"
3OJ213 | Basis Weight | Basis_Weight_(GSM) | TM101 | 36 | 44 | GSM | FDA,0 |  | AP1 VJ 40 GSM 50% VISC/50% PET 12" | Analytical-Applicator_NY_Skip lot testing
3XP667 | Basis Weight | Basis_Weight_(GSM) | TM101 | 45 | 55 | GSM | FDA,1 |  | Spunlaced Nonwoven 50gsm 100% Polyester - 38.75" | Analytical-Applicator_NY_Skip lot testing
3XP540 | Basis Weight | Basis_Weight_(GSM) | TM101 | 45 | 55 | GSM | FDA,0 |  | Spunlaced Nonwoven 50gsm 100% Polyester - 42" | Analytical - Applicator_NY_Skip lot testing
3OQ333 | Basis Weight | Basis_Weight_(GSM) | TM101 | 35.5 | 44.5 | GSM | FDA,1 |  | Embossed Spunlaced Nonwoven - 37 1/2" | Analytical-Applicator_NY_Skip lot testing
3OP920 | Basis Weight | Basis_Weight_(GSM) | TM101 | 31.5 | 38.5 | GSM | FDA,1 |  | SMS Nonwovens Honeycomb Embossed- 35 gsm - 953 mm | Analytical-Applicator_NY_SMS Nonwovens Honeycomb Embossed- 35 gsm - 37.5"
2OP213 | Basis Weight | Basis_Weight_(GSM) | TM101 | 74.3 | 90.9 | GSM | FDA,1 |  | Garnier Skin Active Clean Micellar Makeup Remover Cleans. Twlts. - Canada | Analytical - Web_NP8541_11
3OQ222 | Basis Weight | Basis_Weight_(GSM) | TM101 | 35.5 | 44.5 | GSM | FDA,1 |  | Applicator - 30" Embossed Spunlaced Nonwoven | Analytical-Applicator_NY_ Embossed Spunlaced Nonwoven - 37 1/2"
3OQ444 | Basis Weight | Basis_Weight_(GSM) | TM101 | 35.5 | 44.5 | GSM | FDA,1 |  | Applicator- 36" Embossed Spunlaced Nonwoven | Analytical-Applicator_NY_Skip lot testing
3OQ222 | Basis Weight | Basis_Weight_(GSM) | TM101 | 35.5 | 44.5 | GSM | FDA,1 |  | Applicator - 30" Embossed Spunlaced Nonwoven | Analytical-Applicator_NY_36" Embossed Spunlaced Nonwoven
3OQ444 | Basis Weight | Basis_Weight_(GSM) | TM101 | 35.5 | 44.5 | GSM | FDA,1 |  | Applicator- 36" Embossed Spunlaced Nonwoven | Analytical-Applicator_NY_ 30" Embossed Spunlaced Nonwoven
2OP079 | Basis Weight | Basis_Weight_(GSM) | TM101 | 74.3 | 90.9 | GSM | FDA,1 |  | L 'Oreal Paris Revitalift MUR Cleans Wipes Canada | Analytical - Web_NP8541_12.205
3OQ222 | Basis Weight | Basis_Weight_(GSM) | TM101 | 35.5 | 44.5 | GSM | FDA,1 |  | Applicator - 30" Embossed Spunlaced Nonwoven | Analytical-Applicator_NY_Skip lot testing
3OQ333 | Basis Weight | Basis_Weight_(GSM) | TM101 | 35.5 | 44.5 | GSM | FDA,1 |  | Embossed Spunlaced Nonwoven - 37 1/2" | Analytical-Applicator_NY_36" Embossed Spunlaced Nonwoven
3OQ444 | Basis Weight | Basis_Weight_(GSM) | TM101 | 35.5 | 44.5 | GSM | FDA,1 |  | Applicator- 36" Embossed Spunlaced Nonwoven | Analytical-Applicator_NY_ Embossed Spunlaced Nonwoven - 37 1/2"
2BQ084LI | Canister & Lid Inspection | Bead Diameter | TM141_TM143 | 4.847 | 4.867 | in | FDA,3 |  | Large Deep Well Lid 560 Orifice | Analytical - Lid_11A
2BQ551LI | Canister & Lid Inspection | Bead Diameter | TM141_TM143 | 4.847 | 4.867 | in | FDA,3 |  | Large Deep Well Lid PDI Orifice | Analytical - Lid_13A
2BQ551LI | Canister & Lid Inspection | Bead Diameter | TM141_TM143 | 4.847 | 4.867 | in | FDA,3 |  | Large Deep Well Lid PDI Orifice | Analytical - Lid_NY_Skip lot testing
2OP159LI | Canister & Lid Inspection | Bead Diameter | TM141_TM143 | 4.847 | 4.867 | in | FDA,3 |  | Large Deep Well Lid .560 Orifice Blue | Analytical - Lid_03B
2OP242LI | Canister & Lid Inspection | Bead Diameter | TM141_TM143 | 4.831 | 4.851 | in | FDA,3 |  | Large Deep Well Lid-Sani Cloth Prime Lobe Orifice | Analytical - Lid_17C
2OP280LI | Canister & Lid Inspection | Bead Diameter | TM141_TM143 | 4.831 | 4.851 | in | FDA,3 |  | Large Deep Well Lid- Bleach Orifice | Analytical - Lid_17A
2OP520LI | Canister & Lid Inspection | Bead Diameter | TM141_TM143 | 4.847 | 4.867 | in | FDA,3 |  | Large Deep Well Lid PDI Orifice | Analytical - Lid_NY_Skip lot testing
2OP638LI | Canister & Lid Inspection | Bead Diameter | TM141_TM143 | 4.847 | 4.867 | in | FDA,3 |  | Large Deep Well Lid PDI Orifice Translucent Gray | Analytical - Lid_13D
2OP638LI | Canister & Lid Inspection | Bead Diameter | TM141_TM143 | 4.847 | 4.867 | in | FDA,3 |  | Large Deep Well Lid PDI Orifice Translucent Gray | Analytical - Lid_NY_Skip lot testing
2OQ850LI | Canister & Lid Inspection | Bead Diameter | TM141_TM143 | 4.847 | 4.867 | in | FDA,3 |  | Large Deep Well Lid .560 Orifice | Analytical - Lid_NY_Skip lot testing
2OQ850LI | Canister & Lid Inspection | Bead Diameter | TM141_TM143 | 4.847 | 4.867 | in | FDA,3 |  | Large Deep Well Lid .560 Orifice | Analytical - Lid_11B
2OQ882LI | Canister & Lid Inspection | Bead Diameter | TM141_TM143 | 4.852 | 4.862 | in | FDA,3 |  | LID LG DW DP GREEN 560 ORIFICE | Analytical - Lid_12A
2OX465B | Canister & Lid Inspection | Bottle Internal Diameter at Flange | Measurement | 0.709 | 0.729 | in | FDA,3 |  | Bottle, 26ml | Analytical - Bottle, 26ml
2OX510B | Canister & Lid Inspection | Bottle Internal Diameter at Flange | Measurement | 0.442 | 0.452 | in | FDA,3 |  | Bottle, 5.1ml | Microbiologu - Bioburden_Applicator_NY
2OX510B | Canister & Lid Inspection | Bottle Internal Diameter at Flange | Measurement | 0.442 | 0.452 | in | FDA,3 |  | Bottle, 5.1ml | Analytical - Bottle, 5.1ml
5AA632S60 | Box Inspection | Caliper | Default | 0.019 | 0.021 | in | FDA,3 |  | Preparation H Medicated Hemorrhoidal Wipes | Analytical - Box_NY_0.020SBS_101_6-3.625-7
5BU26595 | Box Inspection | Caliper | Default | 0.023 | 0.025 | in | FDA,3 |  | PDI Sani Cloth Bleach 40ct Box | Analytical - Box_NY_0.024SBS_102_4.390625-4.390625-12
5LS41350 | Box Inspection | Caliper | Default | 0.015 | 0.017 | in | FDA,3 |  | PDI Povidone-Iodine Swabstick (1's) Box | Analytical - Box_NY_0.016UCSBS_100_6.5-3.3125-5.8125
5CD35185 | Box Inspection | Caliper | Default | 0.015 | 0.017 | in | FDA,3 |  | PDI Hygea BZK Antiseptic Towelette | Analytical - Box_NY_0.016UCSBS_100_6.5-2.3125-6.0625
5HS48450 | Box Inspection | Caliper | Default | 0.015 | 0.017 | in | FDA,3 |  | PDI CHG Swabsticks Box | Analytical - Box_NY_0.016UCSBS_100_6.5-3.3125-5.8125
5KC69900 | Box Inspection | Caliper | Default | 0.015 | 0.017 | in | FDA,3 |  | PDI Sterile Alcohol Prep Pad | Analytical - Box_NY_0.016UCSBS_100_5.0625-4.25-3.0625
5DD72400 | Box Inspection | Caliper | Default | 0.015 | 0.017 | in | FDA,3 |  | PDI Sani Hands Instant Hand Sanitizing Wipes | Analytical - Box_NY_0.016UCSBS_100_6.5-2.3125-6.0625
5LB60302 | Box Inspection | Caliper | Default | 0.015 | 0.017 | in | FDA,3 |  | PDI Alcohol Prep Pad | Analytical - Box_NY_0.016UCSBS_100_6.125-4-2.375
5DD43600 | Box Inspection | Caliper | Default | 0.015 | 0.017 | in | FDA,3 |  | PDI Sani Hands 100ct. Box | Analytical - Box_NY_0.016UCSBS_100_6.5-2.3125-6.0625
5AP209SL | Box Inspection | Caliper | Default | 0.019 | 0.021 | in | FDA,3 |  | 3X25ct L 'Oreal Tray Sleeve | Analytical - Box_NY_0.020BC_220_5.09375-3.6875-4.625
5CB19600 | Box Inspection | Caliper | Default | 0.017 | 0.019 | in | FDA,3 |  | PDI Prevantics Device Swab 100ct Box | Analytical - Box_NY_0.018SBS_100_5.125-2.25-2.09375
5AA617S96 | Box Inspection | Caliper | Default | 0.017 | 0.019 | in | FDA,3 |  | Preparation H Medicated Wipes 96ct Box | Analytical - Box_NY_0.018SBS_47B_3.625-3.875-6
5AB123ST | Box Inspection | Caliper | Default | 0.017 | 0.019 | in | FDA,3 |  | PDIPrevantics Device Swab Box | Analytical - Box_NY_0.018SBS_107_10.25-2.375-2.75
5HC22324 | Box Inspection | Caliper | Default | 0.019 | 0.021 | in | FDA,3 |  | PDI Hygea Sterile Saline Wipes | Analytical - Box_NY_0.020WCCN_100_5.0625-1.75-3.0625
5JB16400 | Box Inspection | Caliper | Default | 0.015 | 0.017 | in | FDA,3 |  | PDI Adhesive Tape Remover | Analytical - Box_NY_0.016UCSBS_100_4-3.125-2.375
5KS41125 | Box Inspection | Caliper | Default | 0.015 | 0.017 | in | FDA,3 |  | PDI Povidone-Iodine Swabstick (3's) Box | Analytical - Box_NY_0.016UCSBS_100_6.5-3.3125-5.8125
5OH382PD | Box Inspection | Caliper | Default |  |  | in | FDA,3 |  | PAD 11-5/8"X 9-1/2" GR-182 | Analytical - Box_50D
5BU37230 | Box Inspection | Caliper | Default | 0.017 | 0.019 | in | FDA,3 |  | Harmon Smart Values Flushable Cleans Cloth. | Analytical - Box_NY_0.018SBS_101_3.8125-3.375-2.9375
5OP308PD | Box Inspection | Caliper | Default | 0.018 | 0.02 | in | FDA,3 |  | AQUA LAYER PAD | Analytical - Box_50C
5BA922TY | Box Inspection | Caliper | Default | 0.019 | 0.021 | in | FDA,3 |  | Dove Baby Wipes Sensitive Moisture 30ct | Analytical - Box_NY_0.020SBS_105_4.5-7.9375-7.9375
5AA911TY | Box Inspection | Caliper | Default | 0.019 | 0.021 | in | FDA,3 |  | Dove Baby Wipes Rich Moisture 30ct | Analytical - Box_NY_0.020SBS_105_4.5-7.9375-7.9375
5AP227TY | Box Inspection | Caliper | Default | 0.019 | 0.021 | in | FDA,3 |  | Garnier Skin Active Tray | Analytical - Box_NY_0.020SBS_300_4.625-5-3.625
5AP07530 | Box Inspection | Caliper | Default | 0.019 | 0.021 | in | FDA,3 |  | L 'Oreal Revitalift Makeup Removing Cleans Twlts. | Analytical - Box_NY_0.020BC_110_6.375-3.4375-4.75
5AP07930 | Box Inspection | Caliper | Default | 0.019 | 0.021 | in | FDA,3 |  | L 'Oreal Revitalift Makeup Removing Cleans Twlts. Canada | Analytical - Box_NY_0.020BC_110_6.375-3.4375-4.75
5BJ170BT | Box Inspection | Caliper | Default | 0.019 | 0.021 | in | FDA,3 |  | Cetaphil Gentle Skin Cleansing Wipes Boot | Analytical - Box_NY_0.020SBS_306_3.3125-1.4375-2.625
5BJ324BT | Box Inspection | Caliper | Default | 0.019 | 0.021 | in | FDA,3 |  | Cetaphil Gentle Skin Cleansing Cloths Boot | Analytical - Box_NY_0.020SBS_306_3.3125-1.4375-2.625
5AU44410 | Box Inspection | Caliper | Default | 0.015 | 0.017 | in | FDA,3 |  | Prep H Totables 10ct Box | Analytical - Box_NY_0.016SBS_124_2.9375-1.875-3.8125
5AU31450 | Box Inspection | Caliper | Default | 0.019 | 0.021 | in | FDA,3 |  | Preparation H Totables Dispenser | Analytical - Box_NY_0.020SBS_169_6-3.125-5.9375
5NB10800 | Box Inspection | Caliper | Default | 0.017 | 0.019 | in | FDA,3 |  | PDI Prevantics Antiseptic Swab 100ct Box | Analytical - Box_NY_0.018SBS_100_5.125-2.25-2.09375
5BU55510 | Box Inspection | Caliper | Default | 0.015 | 0.017 | in | FDA,3 |  | Preparation H Rapid Relief w/Lidocaine Totables | Analytical - Box_NY_0.016BMPB_124_2.9375-1.875-3.8125
5AD24301 | Box Inspection | Caliper | Default | 0.017 | 0.019 | in | FDA,3 |  | Wet Nap Antibacterial Hand Wipes - Fresh | Analytical - Box_NY_0.018SBS_107_4-2.03125-4.5
5CB51200 | Box Inspection | Caliper | Default | 0.015 | 0.017 | in | FDA,3 |  | PDI Povidone-Iodine Prep Pad | Analytical - Box_NY_0.016UCSBS_100_6.125-2.75-2.375
5AP229TY | Box Inspection | Caliper | Default | 0.023 | 0.025 | in | FDA,3 |  | Neutrogena Naturals Makeup Rmvr. Tray | Analytical - Box_NY_0.024SBS_303_8.228-3.661-6.024
5MS82125 | Box Inspection | Caliper | Default | 0.015 | 0.017 | in | FDA,3 |  | PDI Povidone-Iodine Cleansing Scrub Box. | Analytical - Box_NY_0.016UCSBS_100_6.5-3.3125-5.8125
5AH58195 | Box Inspection | Caliper | Default | 0.019 | 0.021 | in | FDA,3 |  | PDI Sani Cloth Bleach | Analytical - Box_NY_0.020SBS_127_6.25-2.5625-4.625
5GB10300 | Box Inspection | Caliper | Default | 0.015 | 0.017 | in | FDA,3 |  | PDI CHG Prep Pad Box | Analytical - Box_NY_0.016UCSBS_100_6.125-2.750-2.375
5NU87250 | Box Inspection | Caliper | Default | 0.023 | 0.025 | in | FDA,3 |  | PDI Super Sani-Cloth 50ct. Box | Analytical - Box_NY_0.024SBS_127_4.375-4.375-12
5BU62620 | Box Inspection | Caliper | Default | 0.015 | 0.017 | in | FDA,3 |  | Preparation H Rapid Relief w/Lidocaine Totables | Analytical - Box_NY_0.016BMPB_122_3.625-3-3.8125
5AD02424 | Box Inspection | Caliper | Default | 0.017 | 0.019 | in | FDA,3 |  | Wet Nap Antibacterial Hand Wipes - Fresh | Analytical - Box_NY_0.018SBS_107_4-2.03125-4.5
5OP081BT | Box Inspection | Caliper | Default | 0.015 | 0.017 | in | FDA,3 |  | Ponds Original Fresh Twlts. | Analytical - Box_NY_0.016SBSC1S_300_3.125-2.1875-2.4375
M746S9 | Box Inspection | Caliper | Default | 0.015 | 0.017 | in | FDA,3 |  | Kirkland Naturals MX 9/100 Solo Club | Analytical - Box_NY_0.016SBSC1S_300_3.125-2.1875-2.4375
5AP21195 | Box Inspection | Caliper | Default | 0.023 | 0.025 | in | FDA,3 |  | BOX NEUT. MAKE-UP RMVR GRP 296 | Analytical - Box_01M
5PS40750 | Box Inspection | Caliper | Default | 0.017 | 0.019 | in | FDA,3 |  | PDI Prevantics Skin Swabstick 50ct Box | Analytical - Box_NY_0.018SBS_100_7.125-3-6.625
5CS42325 | Box Inspection | Caliper | Default | 0.015 | 0.017 | in | FDA,3 |  | PDI Povidone-Iodine Swabstick 3's | Analytical - Box_NY_0.016UCSBS_100_6.5-3.3125-5.8125
5KB71200 | Box Inspection | Caliper | Default | 0.015 | 0.017 | in | FDA,3 |  | PDI Nail Polish Remover Pad | Analytical - Box_NY_0.016UCSBS_100_6.125-2.75-2.375
5AU25206 | Box Inspection | Caliper | Default | 0.017 | 0.019 | in | FDA,3 |  | L'Oreal Paris Sublime Bronze Self Tan Twlt | Analytical - Box_NY_0.018SBS_100_101.6-44.45-101.6
5AU54901 | Box Inspection | Caliper | Default | 0.017 | 0.019 | in | FDA,3 |  | L' Oreal Paris Sublime Bronze Self Tan. Twlts. | Analytical - Box_NY_0.018SBS_100_101.6-44.45-101.6
5AU252IN | Box Inspection | Caliper | Default | 0.019 | 0.021 | in | FDA,3 |  | L' Oreal Paris Sublime Bronze Self Tan Twlts | Analytical - Box_NY_0.020TBC_123_4.09375-3.625-4.3125
5BJ123BT | Box Inspection | Caliper | Default | 0.019 | 0.021 | in | FDA,3 |  | Cetaphil Gentle Skin Cleansing Cloths Boot | Analytical - Box_NY_0.020SBS_306_3.3125-1.4375-2.625
5AJ130BT | Box Inspection | Caliper | Default | 0.019 | 0.021 | in | FDA,3 |  | Cetaphil Gentle Skin Cleansing Cloths Boot | Analytical - Box_NY_0.020SBS_306_3.3125-1.4375-2.625
5NB40600 | Box Inspection | Caliper | Default | 0.015 | 0.017 | in | FDA,3 |  | PDI Povidone Iodine Prep Med | Analytical - Box_NY_0.016UCSBS_100_5.125-2.25-2.09375
5BU252IN | Box Inspection | Caliper | Default | 0.019 | 0.021 | in | FDA,3 |  | L' Oreal Paris Sublime Bronze Self Tan. Twlts. | Analytical - Box_NY_0.020TBC_123_4.09375-3.625-4.3125
5DA941TY | Box Inspection | Caliper | Default | 0.023 | 0.025 | in | FDA,3 |  | Target Up & Up Extra Large Cleans. Washcloths | Analytical - Box_NY_0.024WCK_111_5.25-6.25-8.625/3.5
5CC80100 | Box Inspection | Caliper | Default | 0.015 | 0.017 | in | FDA,3 |  | Philips Sali-Wipes Sterile saline Wipes. | Analytical - Box_NY_0.016UCSBS_100_5.0625-1.75-3.0625
5EH21724 | Box Inspection | Caliper | Default | 0.017 | 0.019 | in | FDA,3 |  | Safeway Care Instant Hand Sanitizer Wipes | Analytical - Box_NY_0.018SBS_107_4-2.03125-4.5
5MS48050 | Box Inspection | Caliper | Default | 0.015 | 0.017 | in | FDA,3 |  | PDI Providone-Iodine Cleansing Scrub Box | Analytical - Box_NY_0.016UCSBS_100_6.5-3.125-5.8125
5HB59800 | Box Inspection | Caliper | Default | 0.015 | 0.017 | in | FDA,3 |  | PDI Electrode Prep Pad | Analytical - Box_NY_0.016UCSBS_100_6.125-2.75-2.375
5QS41950 | Box Inspection | Caliper | Default | 0.017 | 0.019 | in | FDA,3 |  | PDI Prevantics Maxi Swabstick Box | Analytical - Box_NY_0.018SBS_100_6.625-4.125-8.125
5CA284TR | Box Inspection | Caliper | Default | 0.017 | 0.019 | in | FDA,3 |  | Preparation H 48ct | Analytical - Box_NY_0.018SBS_111_6-5.3125-3.6875
5OP073BT | Box Inspection | Caliper | Default | 0.015 | 0.017 | in | FDA,3 |  | Ponds Luminous Clean Twlts. | Analytical - Box_NY_0.016SBSC1S_300_3.125-2.1875-2.4375
5AU57314 | Box Inspection | Caliper | Default | 0.015 | 0.017 | in | FDA,3 |  | Summer's Eve Fresh Cycle Cleansing Cloths | Analytical - Box_NY_0.016CCSBS_100_3-2.5-4
5CS42050 | Box Inspection | Caliper | Default | 0.015 | 0.017 | in | FDA,3 |  | PDI Povidone-Iodine Scrub 1's CDA | Analytical - Box_NY_0.016UCSBS_100_6.5-3.3125-5.8125
5AA347BT | Box Inspection | Caliper | Default | 0.019 | 0.021 | in | FDA,3 |  | Summer's Eve Fresh Cycle Cleansing Cloths | Analytical - Box_NY_0.020SBS_300_3.375-1.313-2.625
5CU252IN | Box Inspection | Caliper | Default | 0.019 | 0.021 | in | FDA,3 |  | L'Oreal Paris Sublime Bronze Self Tan Twlt | Analytical - Box_NY_0.020TBC_123_4.09375-3.625-4.3125
5AA404S48 | Box Inspection | Caliper | Default | 0.017 | 0.019 | in | FDA,3 |  | Preparation H Medicated Wipes 48ct Box - NY | Analytical - Box_NY_0.018SBS_100_7.1875-3.6875-6.0625
5AA404S48 | Box Inspection | Caliper | Default | 0.017 | 0.019 | in | FDA,3 |  | Preparation H Medicated Wipes 48ct Box - NY | Analytical - Box_NY_0.018SBS_111_6-5.875-3.625
5AA540S48 | Box Inspection | Caliper | Default | 0.017 | 0.019 | in | FDA,3 |  | Preparation H Medicated Wipes Box | Analytical - Box_NY_0.018SBS_111_6-5.875-3.625
5AA540S48 | Box Inspection | Caliper | Default | 0.017 | 0.019 | in | FDA,3 |  | Preparation H Medicated Wipes Box | Analytical - Box_NY_0.018SBS_100_7.1875-3.6875-6.0625
5DH12824 | Box Inspection | Caliper | Default | 0.017 | 0.019 | in | FDA,3 |  | CVS Health Instant Hand Sanitizer Wipes | Analytical - Box_NY_0.018SBS_100_4-2.125-6.125
5OP205BT | Box Inspection | Caliper | Default | 0.015 | 0.017 | in | FDA,3 |  | Ponds Exfoliating Renewal Twlts. | Analytical - Box_NY_0.016SBSC1S_300_3.18-2.1875-2.4375
5OP092BT | Box Inspection | Caliper | Default | 0.015 | 0.017 | in | FDA,3 |  | Ponds Original Fresh 15ct Twlts. | Analytical - Box_NY_0.016SBSC1S_300_3.18-1.4375-2.6875
5HC12400 | Box Inspection | Caliper | Default | 0.015 | 0.017 | in | FDA,3 |  | PDI Povidone-Iodine Prep Pad | Analytical - Box_NY_0.016UCSBS_100_5.0625-4.25-3.0625
5BU44410 | Box Inspection | Caliper | Default | 0.015 | 0.017 | in | FDA,3 |  | Prep H Totables 10ct Box | Analytical - Box_NY_0.016SBS_124_2.9375-1.875-3.8125
5FB47000 | Box Inspection | Caliper | Default | 0.015 | 0.017 | in | FDA,3 |  | PDI Io-Gone Iodine Remover Pad | Analytical - Box_NY_0.016UCSBS_100_6.125-2.75-2.375
5BU27500 | Box Inspection | Caliper | Default | 0.023 | 0.025 | in | FDA,3 |  | PDI Sani-Cloth AF3 Box | Analytical - Box_NY_0.024SBS_102_4.3906-4.3906-12
5BA617S96 | Box Inspection | Caliper | Default | 0.017 | 0.019 | in | FDA,3 |  | Preparation H Medicated Wipes 96ct Box | Analytical - Box_NY_0.018SBS_47B_3.625-3.875-6
5KH04095 | Box Inspection | Caliper | Default | 0.019 | 0.021 | in | FDA,3 |  | PDI Super Sani-Cloth 50ct. Box | Analytical - Box_NY_0.020SBS_127_6.25-2.5625-4.625
5NS23125 | Box Inspection | Caliper | Default | 0.015 | 0.017 | in | FDA,3 |  | PDI Duo-Swab Povidone-Iodine 25ct Box | Analytical - Box_NY_0.016UCSBS_100_6.5-3.3125-5.8125
5BA735TY | Box Inspection | Caliper | Default | 0.019 | 0.021 | in | FDA,3 |  | Dove Baby Wipes Sensitive Moisture 30ct | Analytical - Box_NY_0.020SBS_105_4.5-7.9375-7.9375
5EH21130 | Box Inspection | Caliper | Default | 0.015 | 0.017 | in | FDA,3 |  | CVS Total Home Antibac. Wipes 30ct Box | Analytical - Box_NY_0.016SBS_100_4.75-2.375-3.25
5FD41900 | Box Inspection | Caliper | Default | 0.015 | 0.017 | in | FDA,3 |  | PDI Castile Soap Towelette Box | Analytical - Box_NY_0.016UCSBS_100_6.5-2.3125-6.0625
5HB59800 | Box Inspection | Caliper | Default | 0.0008 | 0.0028 | in | FDA,4 |  | PDI Electrode Prep Pad | Analytical - Box_NY_0.0018LDPE_407_12-5.5-5-4
5OP624PB | Box Inspection | Caliper | Default | 0.015 | 0.017 | in | FDA,3 |  | Poly Bag w/fold over top on 2" wicket | Analytical - Box_NY_0.016UCSBS_100_6.125-2.75-2.375
5OP624PB | Box Inspection | Caliper | Default | 0.0008 | 0.0028 | in | FDA,4 |  | Poly Bag w/fold over top on 2" wicket | Analytical - Box_NY_0.0018LDPE_407_12-5.5-5-4
5BU19101 | Box Inspection | Caliper | Default | 0.019 | 0.021 | in | FDA,3 |  | Cetaphil Gentle Skin Cleans. Cloths Dispenser | Analytical - Box_NY_0.020SBS_129_5.75-3-3.875
5BU71230 | Box Inspection | Caliper | Default | 0.017 | 0.019 | in | FDA,3 |  | Preparation H Rapid Relief Totables w/Lidocaine | Analytical - Box_NY_0.018SBS_122_4.6875-3-3.8125
5AH45016 | Box Inspection | Caliper | Default | 0.017 | 0.019 | in | FDA,3 |  | CVS Health Cleansing Cloths 16ct Box | Analytical - Box_NY_0.018SBS_101_3.875-2-3.5
5HD74800 | Box Inspection | Caliper | Default | 0.015 | 0.017 | in | FDA,3 |  | PDI Obstetrical Towelette | Analytical - Box_NY_0.016UCSBS_100_6.5-2.3125-6.0625
5PB10800 | Box Inspection | Caliper | Default | 0.017 | 0.019 | in | FDA,3 |  | PDI Prevantics Antiseptic Swab 100ct Box | Analytical - Box_NY_0.018SBS_100_5.125-2.25-2.09375
5OP067BT | Box Inspection | Caliper | Default | 0.015 | 0.017 | in | FDA,3 |  | Ponds Original Fresh Twlts. 28ct - Canada | Analytical - Box_NY_0.016SBSC1S_300_3.18-2.1875-2.4375
5BH59200 | Box Inspection | Caliper | Default | 0.019 | 0.021 | in | FDA,3 |  | Sani-Cloth AF3 | Analytical - Box_NY_0.020SBS_127_6.25-2.5625-4.625
5AU50010 | Box Inspection | Caliper | Default | 0.015 | 0.017 | in | FDA,3 |  | CVS Health Medicated Wipes to Go 10ct Box | Analytical - Box_NY_0.016SBS_124_2.9375-1.875-3.8125
5FH07050 | Box Inspection | Caliper | Default | 0.019 | 0.021 | in | FDA,3 |  | EZ EM Mammo Wipes | Analytical - Box_NY_0.020SBS_125_6.125-2.4375-6.015625
2AU555 | Caliper | caliper (COA) | CoA | 3.995 | 3.995 | mil | FDA,4 |  | Prep H Rapid Relief with Lidocaine Totables | Analytical - Web_NP3460_7.5
2AU252 | Caliper | caliper (COA) | CoA | 3.515 | 3.515 | mil | FDA,3 |  | L' Oreal paris Sublime Bronze Self-Tanning Twlts. | Analytical - Web_NP3459_8.0
3OM304 | Applicator_Inspection | Caliper 1-ply (mm) (TM 102) | See Analyte for Method # | 0.51 | 0.63 | mm | FDA,2 |  | Spunlaced Nonwoven 50 gsm 100% Polyester - 9" | Analytical-Applicator_NY_Spunlaced Nonwoven 50 gsm 100% Polyester-9"
3OH581 | Applicator_Inspection | Caliper 1-ply (mm) (TM 102) | See Analyte for Method # | 0.51 | 0.63 | mm | FDA,2 |  | Spunlaced Nonwoven 50 gsm 100% Polyester – 7” | Analytical - Applicator_NY_Spunlaced Nonwoven 50 gsm 100% Polyester – 7”
3OM304 | Applicator_Inspection | Caliper 1-ply (mm) (TM 102) | See Analyte for Method # | 0.51 | 0.63 | mm | FDA,2 |  | Spunlaced Nonwoven 50 gsm 100% Polyester - 9" | Analytical-Applicator_NY_Skip lot testing
3OD438 | Applicator_Inspection | Caliper after Slitter (inches) (TM 102) | See Analyte for Method # | 0.006 | 0.0087 | in | FDA,4 |  | 35 gsm Unembossed Nonwoven | Analytical - Applicator_NY_35 gsm Unembossed Nonwoven
3XP134 | Applicator_Inspection | Caliper after Slitter (inches) (TM 102) | See Analyte for Method # | 0.006 | 0.009 | in | FDA,3 |  | 35gsm Stora Flat - 36" | Analytical-Applicator_NY_35gsm Stora Flat - 36"
3OP113 | Applicator_Inspection | Caliper after Slitter (mm) (CofA) | See Analyte for Method # | 0.5 | 0.62 | mm | FDA,2 |  | Flat CSC Spunlaced Nonwoven - 45 gsm - 30" | Analytical-Applicator_NY_Skip lot testing
3OA426 | Applicator_Inspection | Caliper after Slitter (mm) (CofA) | See Analyte for Method # | 0.74 | 0.83 | mm | FDA,2 |  | Rolls Spunlaced Nonwoven – 8” – 52 gsm | Analytical - Applicator_NY_Rolls Spunlaced Nonwoven – 8” – 52 gsm
3OP705 | Applicator_Inspection | Caliper after Slitter (mm) (CofA) | See Analyte for Method # | 0.74 | 0.83 | mm | FDA,2 |  | Rolls Spunlaced Nonwoven – 25 1/2” – 52 gsm | Analytical-Applicator_NY_Skip lot testing
3OP065 | Applicator_Inspection | Caliper after Slitter (mm) (CofA) | See Analyte for Method # | 0.67 | 0.81 | mm | FDA,2 |  | Rolls Spunlaced Nonwoven Diamond - 60gsm | Analytical - Applicator_NY_Rolls spunlaced Nonwoven Diamond - 60gsm
3AQ470-A | Applicator_Inspection | Caliper after Slitter (mm) (CofA) | See Analyte for Method # | 0.51 | 0.71 | mm | FDA,2 |  | Rolls Spunlaced Nonwoven – 37.75” – 50gsm | Analytical-Applicator_NY_Rolls Spunlaced Nonwoven - 37.75"-50gsm
3OQ850N | Applicator_Inspection | Caliper after Slitter (mm) (TM 102) | See Analyte for Method # |  |  | mm |  |  | Applicator Thermal Bonded Nonwoven-37 1/2" | Analytical - Applicator_NY_Thermal Bonded Nonwoven-37 1/2"
3OQ890N | Applicator_Inspection | Caliper after Slitter (mm) (TM 102) | See Analyte for Method # |  |  | mm |  |  | AP1 SG THERMAL SH-PP-40 36" | Analytical - Applicator_NY_Thermal Bonded Nonwoven-37 1/2"
3OP920 | Applicator_Inspection | Caliper after Slitter (mm) (TM 102) | See Analyte for Method # | 0.26 | 0.4 | mm | FDA,2 |  | SMS Nonwovens Honeycomb Embossed- 35 gsm - 953 mm | Analytical-Applicator_NY_SMS Nonwovens Honeycomb Embossed- 35 gsm - 37.5"
3OU252 | Applicator_Inspection | Caliper after Slitter (mm) (TM 102) | See Analyte for Method # | 0.28 | 0.42 | mm | FDA,2 |  | Nonwoven Rolls Spunlaced Nonwoven - 9" - 67.8gsm | Analytical-Applicator_NY_Rolls Spunlaced Nonwoven-10"-67.8gsm
3OA347 | Applicator_Inspection | Caliper after Slitter (mm) (TM 102) | See Analyte for Method # | 0.54 | 0.66 | mm | FDA,2 |  | Nonwoven Rolls Dispersible Unembossed - 6" width-65 gsm | Microbiologu - Bioburden_Applicator_NY
3OA347 | Applicator_Inspection | Caliper after Slitter (mm) (TM 102) | See Analyte for Method # | 0.54 | 0.66 | mm | FDA,2 |  | Nonwoven Rolls Dispersible Unembossed - 6" width-65 gsm | Analytical-Applicator_NY_Nonwoven Rolls Dispersable Unembossed- 6" width - 65 gsm
3OH143 | Applicator_Inspection | Caliper after Slitter (mm) (TM 102) | See Analyte for Method # | 0.55 | 0.67 | mm | FDA,2 |  | Embossed Spunlaced Nonwoven 45 gsm – 7” | Analytical - Applicator_NY_Embossed Spunlaced Nonwoven 45 gsm – 7”
3OC585 | Applicator_Inspection | Caliper after Slitter (mm) (TM 102) | See Analyte for Method # | 0.52 | 0.74 | mm | FDA,2 |  | 55 gsm unembossed spunlaced nonwoven- 6" | Analytical - Applicator_NY_55 gsm Unembossed Spunlaced Nonwoven – 6”
3OD186 | Applicator_Inspection | Caliper at point of manufacture (mils) (TM 102) | See Analyte for Method # | 4.2 | 5.6 | mil | FDA,1 |  | Paper Crepe 23 lb., 7 3/4" | Analytical - Applicator_NY_Paper Crepe 23 lb., 7 3/4"
3BJ141 | Caliper | Caliper_After_Slitter_(inch) | TM102 | 0.022 | 0.03 | in | FDA,3 |  | AP1 VJ 43G 40/60 BGDOT 11.625 | Analytical - Applicator_07K
3OQ444 | Caliper | Caliper_After_Slitter_(mm) | TM102 | 0.4 | 0.48 | mm | FDA,2 |  | Applicator- 36" Embossed Spunlaced Nonwoven | Analytical-Applicator_NY_36" Embossed Spunlaced Nonwoven
3OA592 | Caliper | Caliper_After_Slitter_(mm) | TM102 | 0.54 | 0.66 | mm | FDA,2 |  | Nonwoven Rolls Dispersible Unembossed - 6" width - 70gsm | Analytical - Applicator_NY_Nonwoven Rolls Dispersible Unembossed - 6" - 70gsm
3OQ890N | Caliper | Caliper_After_Slitter_(mm) | TM102 | 0.35 | 0.45 | mm | FDA,2 |  | AP1 SG THERMAL SH-PP-40 36" | Analytical - Applicator_01E
3OQ850N | Caliper | Caliper_After_Slitter_(mm) | TM102 | 0.35 | 0.45 | mm | FDA,2 |  | Applicator Thermal Bonded Nonwoven-37 1/2" | Analytical - Applicator_01E
3OP242 | Caliper | Caliper_After_Slitter_(mm) | TM102 | 0.27 | 0.41 | mm | FDA,2 |  | 35gsm Flat Thermoembonded Nonwoven 37.5" | Analytical - Applicator_NY_35gsm Flat Thermoembonded Nonwoven 37.5"
3AU228 | Caliper | Caliper_After_Slitter_(mm) | TM102 | 0.5 | 0.64 | mm | FDA,2 |  | AP1 SP SPUNLACE 55G 50/50 7.5 | Analytical - Applicator_06I
3XP540 | Caliper | Caliper_After_Slitter_(mm) | TM102 | 0.51 | 0.63 | mm | FDA,2 |  | Spunlaced Nonwoven 50gsm 100% Polyester - 42" | Analytical-Applicator_NY_Spunlaced Nonwoven 50 gsm 100% Polyester-42"
3OA347 | Caliper | Caliper_After_Slitter_(mm) | TM102 | 0.54 | 0.66 | mm | FDA,2 |  | Nonwoven Rolls Dispersible Unembossed - 6" width-65 gsm | Analytical-Applicator_NY_Nonwoven Rolls Dispersable Unembossed- 6" width - 65 gsm
3OP257 | Caliper | Caliper_After_Slitter_(mm) | TM102 | 0.51 | 0.63 | mm | FDA,2 |  | Spunlaced Nonwoven 50gsm 100% Polyester - 37.5" | Analytical-Applicator_NY_Spunlaced Nonwoven 50 gsm 100% Polyester-37.5"
3OA347 | Caliper | Caliper_After_Slitter_(mm) | TM102 | 0.54 | 0.66 | mm | FDA,2 |  | Nonwoven Rolls Dispersible Unembossed - 6" width-65 gsm | Microbiologu - Bioburden_Applicator_NY
3OP081 | Caliper | Caliper_After_Slitter_(mm) | TM102 | 0.55 | 0.75 | mm | FDA,2 |  | Rolls Flat Spunlaced Nonwoven - 55 gsm | Analytical - Applicator_NY_Rolls Flat Spunlaced Nonwoven-55gsm-30"
3XP540 | Caliper | Caliper_After_Slitter_(mm) | TM102 | 0.51 | 0.63 | mm | FDA,2 |  | Spunlaced Nonwoven 50gsm 100% Polyester - 42" | Analytical - Applicator_NY_Skip lot testing
3OP920 | Caliper | Caliper_After_Slitter_(mm) | TM102 | 0.26 | 0.4 | mm | FDA,2 |  | SMS Nonwovens Honeycomb Embossed- 35 gsm - 953 mm | Analytical-Applicator_NY_SMS Nonwovens Honeycomb Embossed- 35 gsm - 37.5"
3OQ444 | Caliper | Caliper_After_Slitter_(mm) | TM102 | 0.4 | 0.48 | mm | FDA,2 |  | Applicator- 36" Embossed Spunlaced Nonwoven | Analytical-Applicator_NY_Skip lot testing
3OQ222 | Caliper | Caliper_After_Slitter_(mm) | TM102 | 0.4 | 0.48 | mm | FDA,2 |  | Applicator - 30" Embossed Spunlaced Nonwoven | Analytical-Applicator_NY_36" Embossed Spunlaced Nonwoven
3OQ333 | Caliper | Caliper_After_Slitter_(mm) | TM102 | 0.4 | 0.48 | mm | FDA,2 |  | Embossed Spunlaced Nonwoven - 37 1/2" | Analytical-Applicator_NY_36" Embossed Spunlaced Nonwoven
3OQ333 | Caliper | Caliper_After_Slitter_CoA_(mm) | TM102 | 0.4 | 0.48 | mm | FDA,2 |  | Embossed Spunlaced Nonwoven - 37 1/2" | Analytical-Applicator_NY_ Embossed Spunlaced Nonwoven - 37 1/2"
3XP667 | Caliper | Caliper_After_Slitter_CoA_(mm) | TM102 | 0.51 | 0.63 | mm | FDA,2 |  | Spunlaced Nonwoven 50gsm 100% Polyester - 38.75" | Analytical-Applicator_NY_Spunlaced Nonwoven 50 gsm 100% Polyester-38.75"
3OQ222 | Caliper | Caliper_After_Slitter_CoA_(mm) | TM102 | 0.4 | 0.48 | mm | FDA,2 |  | Applicator - 30" Embossed Spunlaced Nonwoven | Analytical-Applicator_NY_ 30" Embossed Spunlaced Nonwoven
3OJ213 | Caliper | Caliper_After_Slitter_CoA_(mm) | TM102 | 0.48 | 0.61 | mm | FDA,2 |  | AP1 VJ 40 GSM 50% VISC/50% PET 12" | Analytical - Applicator_08A
3OP134 | Caliper | Caliper_After_Slitter_CoA_(mm) | TM102 |  |  | in |  |  | 35gsm Stora Flat - 30" | Analytical-Applicator_NY_35gsm Stora Flat - 30"
3XP253 | Caliper | Caliper_After_Slitter_CoA_(mm) | TM102 | 0.27 | 0.41 | mm | FDA,2 |  | 35gsm Flat Thermoembonded Nonwoven 30" | Analytical - Applicator_NY_35gsm Flat Thermoembonded Nonwoven 30"
3OA911 | Caliper | Caliper_After_Slitter_CoA_(mm) | TM102 | 0.63 | 0.87 | mm | FDA,2 |  | 55gsm Big Dot Embossed Nonwoven | Analytical - Applicator_NY_55gsm Big Dot Embossed Nonwoven
3OJ213 | Caliper | Caliper_After_Slitter_CoA_(mm) | TM102 | 0.48 | 0.61 | mm | FDA,2 |  | AP1 VJ 40 GSM 50% VISC/50% PET 12" | Analytical-Applicator_NY_Skip lot testing
3XP667 | Caliper | Caliper_After_Slitter_CoA_(mm) | TM102 | 0.51 | 0.63 | mm | FDA,2 |  | Spunlaced Nonwoven 50gsm 100% Polyester - 38.75" | Analytical-Applicator_NY_Skip lot testing
3OQ333 | Caliper | Caliper_After_Slitter_CoA_(mm) | TM102 | 0.4 | 0.48 | mm | FDA,2 |  | Embossed Spunlaced Nonwoven - 37 1/2" | Analytical-Applicator_NY_Skip lot testing
3OQ222 | Caliper | Caliper_After_Slitter_CoA_(mm) | TM102 | 0.4 | 0.48 | mm | FDA,2 |  | Applicator - 30" Embossed Spunlaced Nonwoven | Analytical-Applicator_NY_ Embossed Spunlaced Nonwoven - 37 1/2"
3OQ444 | Caliper | Caliper_After_Slitter_CoA_(mm) | TM102 | 0.4 | 0.48 | mm | FDA,2 |  | Applicator- 36" Embossed Spunlaced Nonwoven | Analytical-Applicator_NY_ 30" Embossed Spunlaced Nonwoven
3OQ222 | Caliper | Caliper_After_Slitter_CoA_(mm) | TM102 | 0.4 | 0.48 | mm | FDA,2 |  | Applicator - 30" Embossed Spunlaced Nonwoven | Analytical-Applicator_NY_Skip lot testing
3OQ444 | Caliper | Caliper_After_Slitter_CoA_(mm) | TM102 | 0.4 | 0.48 | mm | FDA,2 |  | Applicator- 36" Embossed Spunlaced Nonwoven | Analytical-Applicator_NY_ Embossed Spunlaced Nonwoven - 37 1/2"
3OQ551 | Caliper | Caliper_at_Pt_of_Mfr_(micron) | TM102 | 340 | 540 | um | FDA,0 |  | 40gsm, Hydroentangled Nonwoven, 42" | Analytical - Applicator_15E
3OA580 | Caliper | Caliper_at_Pt_of_Mfr_(micron) | TM102 | 416 | 534 | um | FDA,0 |  | 45 gsm, Hydroentangled Nonwoven 11-1/2” | Analytical - Applicator_38A
3OP138 | Caliper | Caliper_CoA_(uM) | TM102 | 340 | 540 | um | FDA,0 |  | 40 gsm, Hydroentangled Nonwoven 30" with Diamond Emboss | Analytical - Applicator_36D
3XP138 | Caliper | Caliper_CoA_(uM) | TM102 | 340 | 540 | um | FDA,0 |  | 40 gsm, Hydroentangled Nonwoven 37 1/2" with Diamond Emboss | Analytical - Applicator_36B
3OH592 | Caliper | Caliper_CoA_(uM) | TM102 | 340 | 540 | um | FDA,0 |  | 40 gsm, Hydroentangled Nonwoven 7 7/8” with Diamond Emboss | Analytical - Applicator_36A
3OU275 | Caliper | Caliper_CoA_(uM) | TM102 | 340 | 540 | um | FDA,0 |  | 40 gsm, Hydroentangled Nonwoven 11 3/4” with Diamond Emboss | Analytical - Applicator_36C
3OA972 | Caliper | Caliper_CoA_(uM) | TM102 | 340 | 540 | micron | FDA,0 |  | 40 gsm, Hydroentangled Nonwoven 9" with Diamond Emboss | Analytical-Applicator_NY_40gsm Hydroentangled Nonwoven 9" with Diamond Emboss
3DQ595N | Caliper | Caliper-1_Ply_(mm) | TM102 | 0.35 | 0.45 | mm | FDA,2 |  | AP1 SG THERMAL SH-PP-40 30" | Analytical - Applicator_10I
3OU265 | Caliper | Caliper-1_Ply_(mm) | TM102 | 0.51 | 0.63 | mm | FDA,2 |  | Spunlaced Nonwoven 50 gsm 100% Polyester – 11 1/2” | Analytical - Applicator_10H
3DQ595 | Caliper | Caliper-1_Ply_(mm) | TM102 | 0.35 | 0.45 | mm | FDA,2 |  | AP1 SG THERMAL SH-PP-40 30" | Analytical - Applicator_10D
2AQ471LI | Canister & Lid Inspection | Cap Thickness | TM141_TM143 | 0.147 | 0.157 | in | FDA,3 |  | Medium Deep Well Lid | Analytical - Lid_04B_560_1
2BQ471LI | Canister & Lid Inspection | Cap Thickness | TM141_TM143 | 0.147 | 0.157 | in | FDA,3 |  | Medium Deep Well Lid with 560 Orifice Trans Blue | Analytical - Lid_04F_560
2OP159LI | Canister & Lid Inspection | Cap Thickness | TM141_TM143 | 0.045 | 0.055 | in | FDA,3 |  | Large Deep Well Lid .560 Orifice Blue | Analytical - Lid_03B
2OQ882LI | Canister & Lid Inspection | Cap Thickness | TM141_TM143 | 0.045 | 0.055 | in | FDA,3 |  | LID LG DW DP GREEN 560 ORIFICE | Analytical - Lid_12A
5AA632S60 | Box Inspection | Carton Material | Default |  |  |  |  | SBS (Done) | Preparation H Medicated Hemorrhoidal Wipes | Analytical - Box_NY_0.020SBS_101_6-3.625-7
5BU26595 | Box Inspection | Carton Material | Default |  |  |  |  | SBS (Done) | PDI Sani Cloth Bleach 40ct Box | Analytical - Box_NY_0.024SBS_102_4.390625-4.390625-12
5LS41350 | Box Inspection | Carton Material | [5 empty] | UCSBS | PDI Povidone-Iodine Swabstick (1's) Box | Analytical - Box_NY_0.016UCSBS_100_6.5-3.3125-5.8125
5CD35185 | Box Inspection | Carton Material | [5 empty] | UCSBS | PDI Hygea BZK Antiseptic Towelette | Analytical - Box_NY_0.016UCSBS_100_6.5-2.3125-6.0625
5HS48450 | Box Inspection | Carton Material | [5 empty] | UCSBS | PDI CHG Swabsticks Box | Analytical - Box_NY_0.016UCSBS_100_6.5-3.3125-5.8125
5KC69900 | Box Inspection | Carton Material | [5 empty] | UCSBS | PDI Sterile Alcohol Prep Pad | Analytical - Box_NY_0.016UCSBS_100_5.0625-4.25-3.0625
5DD72400 | Box Inspection | Carton Material | [5 empty] | UCSBS | PDI Sani Hands Instant Hand Sanitizing Wipes | Analytical - Box_NY_0.016UCSBS_100_6.5-2.3125-6.0625
5LB60302 | Box Inspection | Carton Material | [5 empty] | UCSBS | PDI Alcohol Prep Pad | Analytical - Box_NY_0.016UCSBS_100_6.125-4-2.375
5DD43600 | Box Inspection | Carton Material | [5 empty] | UCSBS | PDI Sani Hands 100ct. Box | Analytical - Box_NY_0.016UCSBS_100_6.5-2.3125-6.0625
5AP209SL | Box Inspection | Carton Material | Default |  |  |  |  | BC (Done) | 3X25ct L 'Oreal Tray Sleeve | Analytical - Box_NY_0.020BC_220_5.09375-3.6875-4.625
5CB19600 | Box Inspection | Carton Material | Default |  |  |  |  | SBS (Done) | PDI Prevantics Device Swab 100ct Box | Analytical - Box_NY_0.018SBS_100_5.125-2.25-2.09375
5AA617S96 | Box Inspection | Carton Material | Default |  |  |  |  | SBS (Done) | Preparation H Medicated Wipes 96ct Box | Analytical - Box_NY_0.018SBS_47B_3.625-3.875-6
5AB123ST | Box Inspection | Carton Material | Default |  |  |  |  | SBS (Done) | PDIPrevantics Device Swab Box | Analytical - Box_NY_0.018SBS_107_10.25-2.375-2.75
5HC22324 | Box Inspection | Carton Material | Default |  |  |  |  | WCCN (Done) | PDI Hygea Sterile Saline Wipes | Analytical - Box_NY_0.020WCCN_100_5.0625-1.75-3.0625
5JB16400 | Box Inspection | Carton Material | [5 empty] | UCSBS | PDI Adhesive Tape Remover | Analytical - Box_NY_0.016UCSBS_100_4-3.125-2.375
5KS41125 | Box Inspection | Carton Material | [5 empty] | UCSBS | PDI Povidone-Iodine Swabstick (3's) Box | Analytical - Box_NY_0.016UCSBS_100_6.5-3.3125-5.8125
5OH382PD | Box Inspection | Carton Material | Default |  |  |  |  | Any Board (Done) | PAD 11-5/8"X 9-1/2" GR-182 | Analytical - Box_50D
5BU37230 | Box Inspection | Carton Material | Default |  |  |  |  | SBS (Done) | Harmon Smart Values Flushable Cleans Cloth. | Analytical - Box_NY_0.018SBS_101_3.8125-3.375-2.9375
5OP308PD | Box Inspection | Carton Material | Default |  |  |  |  | Chip Board (Done) | AQUA LAYER PAD | Analytical - Box_50C
5BA922TY | Box Inspection | Carton Material | Default |  |  |  |  | SBS (Done) | Dove Baby Wipes Sensitive Moisture 30ct | Analytical - Box_NY_0.020SBS_105_4.5-7.9375-7.9375
5AA911TY | Box Inspection | Carton Material | Default |  |  |  |  | SBS (Done) | Dove Baby Wipes Rich Moisture 30ct | Analytical - Box_NY_0.020SBS_105_4.5-7.9375-7.9375
5AP227TY | Box Inspection | Carton Material | Default |  |  |  |  | SBS (Done) | Garnier Skin Active Tray | Analytical - Box_NY_0.020SBS_300_4.625-5-3.625
5QS324IS | Box Inspection | Carton Material | Default |  |  |  |  | 50# White Paper Stock (Done) | PDI Prevantics Swabstick Insert | Analytical - Box_NY_NA50#_402_5-3.25
5PB114IS | Box Inspection | Carton Material | Default |  |  |  |  | 50# White Paper Stock (Done) | PDI Prevantics Swab Insert | Analytical - Box_NY_NA50#_402_2.5-3.25
5AP07530 | Box Inspection | Carton Material | Default |  |  |  |  | BC (Done) | L 'Oreal Revitalift Makeup Removing Cleans Twlts. | Analytical - Box_NY_0.020BC_110_6.375-3.4375-4.75
5AP07930 | Box Inspection | Carton Material | Default |  |  |  |  | BC (Done) | L 'Oreal Revitalift Makeup Removing Cleans Twlts. Canada | Analytical - Box_NY_0.020BC_110_6.375-3.4375-4.75
5BJ170BT | Box Inspection | Carton Material | Default |  |  |  |  | SBS (Done) | Cetaphil Gentle Skin Cleansing Wipes Boot | Analytical - Box_NY_0.020SBS_306_3.3125-1.4375-2.625
5BJ324BT | Box Inspection | Carton Material | Default |  |  |  |  | SBS (Done) | Cetaphil Gentle Skin Cleansing Cloths Boot | Analytical - Box_NY_0.020SBS_306_3.3125-1.4375-2.625
5AU44410 | Box Inspection | Carton Material | Default |  |  |  |  | SBS (Done) | Prep H Totables 10ct Box | Analytical - Box_NY_0.016SBS_124_2.9375-1.875-3.8125
5AU31450 | Box Inspection | Carton Material | Default |  |  |  |  | SBS (Done) | Preparation H Totables Dispenser | Analytical - Box_NY_0.020SBS_169_6-3.125-5.9375
5NB10800 | Box Inspection | Carton Material | Default |  |  |  |  | SBS (Done) | PDI Prevantics Antiseptic Swab 100ct Box | Analytical - Box_NY_0.018SBS_100_5.125-2.25-2.09375
5BU55510 | Box Inspection | Carton Material | Default |  |  |  |  | Bright Metalized Poly Board (Done) | Preparation H Rapid Relief w/Lidocaine Totables | Analytical - Box_NY_0.016BMPB_124_2.9375-1.875-3.8125
5AD24301 | Box Inspection | Carton Material | Default |  |  |  |  | SBS (Done) | Wet Nap Antibacterial Hand Wipes - Fresh | Analytical - Box_NY_0.018SBS_107_4-2.03125-4.5
5CB51200 | Box Inspection | Carton Material | [5 empty] | UCSBS | PDI Povidone-Iodine Prep Pad | Analytical - Box_NY_0.016UCSBS_100_6.125-2.75-2.375
5AP229TY | Box Inspection | Carton Material | Default |  |  |  |  | SBS (Done) | Neutrogena Naturals Makeup Rmvr. Tray | Analytical - Box_NY_0.024SBS_303_8.228-3.661-6.024
5MS82125 | Box Inspection | Carton Material | [5 empty] | UCSBS | PDI Povidone-Iodine Cleansing Scrub Box. | Analytical - Box_NY_0.016UCSBS_100_6.5-3.3125-5.8125
5AH58195 | Box Inspection | Carton Material | Default |  |  |  |  | SBS (Done) | PDI Sani Cloth Bleach | Analytical - Box_NY_0.020SBS_127_6.25-2.5625-4.625
5GB10300 | Box Inspection | Carton Material | [5 empty] | UCSBS | PDI CHG Prep Pad Box | Analytical - Box_NY_0.016UCSBS_100_6.125-2.750-2.375
5NU87250 | Box Inspection | Carton Material | Default |  |  |  |  | SBS (Done) | PDI Super Sani-Cloth 50ct. Box | Analytical - Box_NY_0.024SBS_127_4.375-4.375-12
5BU62620 | Box Inspection | Carton Material | Default |  |  |  |  | Bright Metalized Poly Board (Done) | Preparation H Rapid Relief w/Lidocaine Totables | Analytical - Box_NY_0.016BMPB_122_3.625-3-3.8125
5AD02424 | Box Inspection | Carton Material | Default |  |  |  |  | SBS (Done) | Wet Nap Antibacterial Hand Wipes - Fresh | Analytical - Box_NY_0.018SBS_107_4-2.03125-4.5
5OP081BT | Box Inspection | Carton Material | Default |  |  |  |  | SBS C1S (Done) | Ponds Original Fresh Twlts. | Analytical - Box_NY_0.016SBSC1S_300_3.125-2.1875-2.4375
M746S9 | Box Inspection | Carton Material | Default | [5 empty] | Kirkland Naturals MX 9/100 Solo Club | Analytical - Box_NY_0.016SBSC1S_300_3.125-2.1875-2.4375
5AP21195 | Box Inspection | Carton Material | [5 empty] | Bending Chip | BOX NEUT. MAKE-UP RMVR GRP 296 | Analytical - Box_01M
5PS40750 | Box Inspection | Carton Material | Default |  |  |  |  | SBS (Done) | PDI Prevantics Skin Swabstick 50ct Box | Analytical - Box_NY_0.018SBS_100_7.125-3-6.625
5CS42325 | Box Inspection | Carton Material | [5 empty] | UCSBS | PDI Povidone-Iodine Swabstick 3's | Analytical - Box_NY_0.016UCSBS_100_6.5-3.3125-5.8125
5KB71200 | Box Inspection | Carton Material | [5 empty] | UCSBS | PDI Nail Polish Remover Pad | Analytical - Box_NY_0.016UCSBS_100_6.125-2.75-2.375
5AU25206 | Box Inspection | Carton Material | Default |  |  |  |  | SBS (Done) | L'Oreal Paris Sublime Bronze Self Tan Twlt | Analytical - Box_NY_0.018SBS_100_101.6-44.45-101.6
5AU54901 | Box Inspection | Carton Material | Default |  |  |  |  | SBS (Done) | L' Oreal Paris Sublime Bronze Self Tan. Twlts. | Analytical - Box_NY_0.018SBS_100_101.6-44.45-101.6
5AU252IN | Box Inspection | Carton Material | Default |  |  |  |  | TBC (Done) | L' Oreal Paris Sublime Bronze Self Tan Twlts | Analytical - Box_NY_0.020TBC_123_4.09375-3.625-4.3125
5BJ123BT | Box Inspection | Carton Material | Default |  |  |  |  | SBS (Done) | Cetaphil Gentle Skin Cleansing Cloths Boot | Analytical - Box_NY_0.020SBS_306_3.3125-1.4375-2.625
5AJ130BT | Box Inspection | Carton Material | Default | [5 empty] | Cetaphil Gentle Skin Cleansing Cloths Boot | Analytical - Box_NY_0.020SBS_306_3.3125-1.4375-2.625
5NB40600 | Box Inspection | Carton Material | [5 empty] | UCSBS | PDI Povidone Iodine Prep Med | Analytical - Box_NY_0.016UCSBS_100_5.125-2.25-2.09375
5BU252IN | Box Inspection | Carton Material | Default |  |  |  |  | TBC (Done) | L' Oreal Paris Sublime Bronze Self Tan. Twlts. | Analytical - Box_NY_0.020TBC_123_4.09375-3.625-4.3125
5QS428IS | Box Inspection | Carton Material | Default |  |  |  |  | 50# White Paper Stock (Done) | PDI Prevantics Swabstick Insert | Analytical - Box_NY_NA50#_402_5-3.25
5DA941TY | Box Inspection | Carton Material | Default |  |  |  |  | WCK (Done) | Target Up & Up Extra Large Cleans. Washcloths | Analytical - Box_NY_0.024WCK_111_5.25-6.25-8.625/3.5
5CC80100 | Box Inspection | Carton Material | [5 empty] | UCSBS | Philips Sali-Wipes Sterile saline Wipes. | Analytical - Box_NY_0.016UCSBS_100_5.0625-1.75-3.0625
5EH21724 | Box Inspection | Carton Material | Default |  |  |  |  | SBS (Done) | Safeway Care Instant Hand Sanitizer Wipes | Analytical - Box_NY_0.018SBS_107_4-2.03125-4.5
5OP092PB | Box Inspection | Carton Material | Default |  |  |  |  | LDPE (Done) | Poly Bag w/fold over top on 2" wicket | Analytical - Box_NY_LDPE_407_13.5-6.5-6-4
5MS48050 | Box Inspection | Carton Material | [5 empty] | UCSBS | PDI Providone-Iodine Cleansing Scrub Box | Analytical - Box_NY_0.016UCSBS_100_6.5-3.125-5.8125
5HB59800 | Box Inspection | Carton Material | [5 empty] | UCSBS | PDI Electrode Prep Pad | Analytical - Box_NY_0.016UCSBS_100_6.125-2.75-2.375
5QS41950 | Box Inspection | Carton Material | Default |  |  |  |  | SBS (Done) | PDI Prevantics Maxi Swabstick Box | Analytical - Box_NY_0.018SBS_100_6.625-4.125-8.125
5CA284TR | Box Inspection | Carton Material | Default |  |  |  |  | SBS (Done) | Preparation H 48ct | Analytical - Box_NY_0.018SBS_111_6-5.3125-3.6875
5OP073BT | Box Inspection | Carton Material | Default |  |  |  |  | SBS C1S (Done) | Ponds Luminous Clean Twlts. | Analytical - Box_NY_0.016SBSC1S_300_3.125-2.1875-2.4375
5AU57314 | Box Inspection | Carton Material | Default |  |  |  |  | Clay Coated SBS (Done) | Summer's Eve Fresh Cycle Cleansing Cloths | Analytical - Box_NY_0.016CCSBS_100_3-2.5-4
5CS42050 | Box Inspection | Carton Material | [5 empty] | UCSBS | PDI Povidone-Iodine Scrub 1's CDA | Analytical - Box_NY_0.016UCSBS_100_6.5-3.3125-5.8125
5AA347BT | Box Inspection | Carton Material | Default |  |  |  |  | SBS (Done) | Summer's Eve Fresh Cycle Cleansing Cloths | Analytical - Box_NY_0.020SBS_300_3.375-1.313-2.625
5CU252IN | Box Inspection | Carton Material | Default |  |  |  |  | TBC (Done) | L'Oreal Paris Sublime Bronze Self Tan Twlt | Analytical - Box_NY_0.020TBC_123_4.09375-3.625-4.3125
5AA404S48 | Box Inspection | Carton Material | Default |  |  |  |  | SBS (Done) | Preparation H Medicated Wipes 48ct Box - NY | Analytical - Box_NY_0.018SBS_100_7.1875-3.6875-6.0625
5AA404S48 | Box Inspection | Carton Material | Default | [5 empty] | Preparation H Medicated Wipes 48ct Box - NY | Analytical - Box_NY_0.018SBS_111_6-5.875-3.625
5AA540S48 | Box Inspection | Carton Material | Default | [5 empty] | Preparation H Medicated Wipes Box | Analytical - Box_NY_0.018SBS_111_6-5.875-3.625
5AA540S48 | Box Inspection | Carton Material | Default |  |  |  |  | SBS (Done) | Preparation H Medicated Wipes Box | Analytical - Box_NY_0.018SBS_100_7.1875-3.6875-6.0625
5DH12824 | Box Inspection | Carton Material | Default |  |  |  |  | SBS (Done) | CVS Health Instant Hand Sanitizer Wipes | Analytical - Box_NY_0.018SBS_100_4-2.125-6.125
5OP205BT | Box Inspection | Carton Material | Default |  |  |  |  | SBS C1S (Done) | Ponds Exfoliating Renewal Twlts. | Analytical - Box_NY_0.016SBSC1S_300_3.18-2.1875-2.4375
5OP092BT | Box Inspection | Carton Material | Default |  |  |  |  | SBS C1S (Done) | Ponds Original Fresh 15ct Twlts. | Analytical - Box_NY_0.016SBSC1S_300_3.18-1.4375-2.6875
5HC12400 | Box Inspection | Carton Material | [5 empty] | UCSBS | PDI Povidone-Iodine Prep Pad | Analytical - Box_NY_0.016UCSBS_100_5.0625-4.25-3.0625
5BU44410 | Box Inspection | Carton Material | Default |  |  |  |  | SBS (Done) | Prep H Totables 10ct Box | Analytical - Box_NY_0.016SBS_124_2.9375-1.875-3.8125
5FB47000 | Box Inspection | Carton Material | [5 empty] | UCSBS | PDI Io-Gone Iodine Remover Pad | Analytical - Box_NY_0.016UCSBS_100_6.125-2.75-2.375
5BU27500 | Box Inspection | Carton Material | Default |  |  |  |  | SBS (Done) | PDI Sani-Cloth AF3 Box | Analytical - Box_NY_0.024SBS_102_4.3906-4.3906-12
5BA617S96 | Box Inspection | Carton Material | Default |  |  |  |  | SBS (Done) | Preparation H Medicated Wipes 96ct Box | Analytical - Box_NY_0.018SBS_47B_3.625-3.875-6
5QS273IS | Box Inspection | Carton Material | Default |  |  |  |  | 50# White Paper Stock (Done) | PDI Prevantics Swabstick Insert | Analytical - Box_NY_NA50#_402_5-3.25
5KH04095 | Box Inspection | Carton Material | Default |  |  |  |  | SBS (Done) | PDI Super Sani-Cloth 50ct. Box | Analytical - Box_NY_0.020SBS_127_6.25-2.5625-4.625
5NS23125 | Box Inspection | Carton Material | [5 empty] | UCSBS | PDI Duo-Swab Povidone-Iodine 25ct Box | Analytical - Box_NY_0.016UCSBS_100_6.5-3.3125-5.8125
5BA735TY | Box Inspection | Carton Material | Default |  |  |  |  | SBS (Done) | Dove Baby Wipes Sensitive Moisture 30ct | Analytical - Box_NY_0.020SBS_105_4.5-7.9375-7.9375
5EH21130 | Box Inspection | Carton Material | Default |  |  |  |  | SBS (Done) | CVS Total Home Antibac. Wipes 30ct Box | Analytical - Box_NY_0.016SBS_100_4.75-2.375-3.25
5FD41900 | Box Inspection | Carton Material | [5 empty] | UCSBS | PDI Castile Soap Towelette Box | Analytical - Box_NY_0.016UCSBS_100_6.5-2.3125-6.0625
5HB59800 | Box Inspection | Carton Material | Default |  |  |  |  | LDPE (Done) | PDI Electrode Prep Pad | Analytical - Box_NY_0.0018LDPE_407_12-5.5-5-4
5HB59800 | Box Inspection | Carton Material | Default | [5 empty] | PDI Electrode Prep Pad | Analytical - Box_NY_0.016UCSBS_100_6.125-2.75-2.375
5OP624PB | Box Inspection | Carton Material | Default | [5 empty] | Poly Bag w/fold over top on 2" wicket | Analytical - Box_NY_0.016UCSBS_100_6.125-2.75-2.375
5OP624PB | Box Inspection | Carton Material | Default |  |  |  |  | LDPE (Done) | Poly Bag w/fold over top on 2" wicket | Analytical - Box_NY_0.0018LDPE_407_12-5.5-5-4
5BU19101 | Box Inspection | Carton Material | Default |  |  |  |  | SBS (Done) | Cetaphil Gentle Skin Cleans. Cloths Dispenser | Analytical - Box_NY_0.020SBS_129_5.75-3-3.875
5BU71230 | Box Inspection | Carton Material | Default |  |  |  |  | SBS (Done) | Preparation H Rapid Relief Totables w/Lidocaine | Analytical - Box_NY_0.018SBS_122_4.6875-3-3.8125
5AH45016 | Box Inspection | Carton Material | Default |  |  |  |  | SBS (Done) | CVS Health Cleansing Cloths 16ct Box | Analytical - Box_NY_0.018SBS_101_3.875-2-3.5
5HD74800 | Box Inspection | Carton Material | [5 empty] | UCSBS | PDI Obstetrical Towelette | Analytical - Box_NY_0.016UCSBS_100_6.5-2.3125-6.0625
5PB10800 | Box Inspection | Carton Material | Default |  |  |  |  | SBS (Done) | PDI Prevantics Antiseptic Swab 100ct Box | Analytical - Box_NY_0.018SBS_100_5.125-2.25-2.09375
5OP067BT | Box Inspection | Carton Material | Default |  |  |  |  | SBS C1S (Done) | Ponds Original Fresh Twlts. 28ct - Canada | Analytical - Box_NY_0.016SBSC1S_300_3.18-2.1875-2.4375
5QB114IS | Box Inspection | Carton Material | Default |  |  |  |  | 50# White Paper Stock (Done) | PDI Prevantics Swab Insert | Analytical - Box_NY_NA50#_402_2.5-3.25
5BH59200 | Box Inspection | Carton Material | Default |  |  |  |  | SBS (Done) | Sani-Cloth AF3 | Analytical - Box_NY_0.020SBS_127_6.25-2.5625-4.625
5AU50010 | Box Inspection | Carton Material | Default |  |  |  |  | SBS (Done) | CVS Health Medicated Wipes to Go 10ct Box | Analytical - Box_NY_0.016SBS_124_2.9375-1.875-3.8125
5FH07050 | Box Inspection | Carton Material | Default |  |  |  |  | SBS (Done) | EZ EM Mammo Wipes | Analytical - Box_NY_0.020SBS_125_6.125-2.4375-6.015625
5AA632S60 | Box Inspection | Carton Style | Default |  |  |  |  | Tuck Top / Auto Bottom - French Style (Done) | Preparation H Medicated Hemorrhoidal Wipes | Analytical - Box_NY_0.020SBS_101_6-3.625-7
5BU26595 | Box Inspection | Carton Style | [5 empty] | Tuck Top / Auto Bottom Dispenser Box | PDI Sani Cloth Bleach 40ct Box | Analytical - Box_NY_0.024SBS_102_4.390625-4.390625-12
5LS41350 | Box Inspection | Carton Style | Default |  |  |  |  | Tuck Top / Auto Bottom (Done) | PDI Povidone-Iodine Swabstick (1's) Box | Analytical - Box_NY_0.016UCSBS_100_6.5-3.3125-5.8125
5CD35185 | Box Inspection | Carton Style | Default |  |  |  |  | Tuck Top / Auto Bottom (Done) | PDI Hygea BZK Antiseptic Towelette | Analytical - Box_NY_0.016UCSBS_100_6.5-2.3125-6.0625
5HS48450 | Box Inspection | Carton Style | Default |  |  |  |  | Tuck Top / Auto Bottom (Done) | PDI CHG Swabsticks Box | Analytical - Box_NY_0.016UCSBS_100_6.5-3.3125-5.8125
5KC69900 | Box Inspection | Carton Style | Default |  |  |  |  | Tuck Top / Auto Bottom (Done) | PDI Sterile Alcohol Prep Pad | Analytical - Box_NY_0.016UCSBS_100_5.0625-4.25-3.0625
5DD72400 | Box Inspection | Carton Style | Default |  |  |  |  | Tuck Top / Auto Bottom (Done) | PDI Sani Hands Instant Hand Sanitizing Wipes | Analytical - Box_NY_0.016UCSBS_100_6.5-2.3125-6.0625
5LB60302 | Box Inspection | Carton Style | Default |  |  |  |  | Tuck Top / Auto Bottom (Done) | PDI Alcohol Prep Pad | Analytical - Box_NY_0.016UCSBS_100_6.125-4-2.375
5DD43600 | Box Inspection | Carton Style | Default |  |  |  |  | Tuck Top / Auto Bottom (Done) | PDI Sani Hands 100ct. Box | Analytical - Box_NY_0.016UCSBS_100_6.5-2.3125-6.0625
5AP209SL | Box Inspection | Carton Style | Default |  |  |  |  | Diecut Glued Sleeve w/ 2-1" fingerholes (Done) | 3X25ct L 'Oreal Tray Sleeve | Analytical - Box_NY_0.020BC_220_5.09375-3.6875-4.625
5CB19600 | Box Inspection | Carton Style | Default |  |  |  |  | Tuck Top / Auto Bottom (Done) | PDI Prevantics Device Swab 100ct Box | Analytical - Box_NY_0.018SBS_100_5.125-2.25-2.09375
5AA617S96 | Box Inspection | Carton Style | Default |  |  |  |  | Straight Tuck End - French Style (Done) | Preparation H Medicated Wipes 96ct Box | Analytical - Box_NY_0.018SBS_47B_3.625-3.875-6
5AB123ST | Box Inspection | Carton Style | Default |  |  |  |  | TT/AB w/friction lock (Done) | PDIPrevantics Device Swab Box | Analytical - Box_NY_0.018SBS_107_10.25-2.375-2.75
5HC22324 | Box Inspection | Carton Style | Default |  |  |  |  | Tuck Top / Auto Bottom (Done) | PDI Hygea Sterile Saline Wipes | Analytical - Box_NY_0.020WCCN_100_5.0625-1.75-3.0625
5JB16400 | Box Inspection | Carton Style | Default |  |  |  |  | Tuck Top / Auto Bottom (Done) | PDI Adhesive Tape Remover | Analytical - Box_NY_0.016UCSBS_100_4-3.125-2.375
5KS41125 | Box Inspection | Carton Style | Default |  |  |  |  | Tuck Top / Auto Bottom (Done) | PDI Povidone-Iodine Swabstick (3's) Box | Analytical - Box_NY_0.016UCSBS_100_6.5-3.3125-5.8125
5OH382PD | Box Inspection | Carton Style | Default |  |  |  |  | Cut Pad (Done) | PAD 11-5/8"X 9-1/2" GR-182 | Analytical - Box_50D
5BU37230 | Box Inspection | Carton Style | Default |  |  |  |  | Tuck Top / Auto Bottom - French Style (Done) | Harmon Smart Values Flushable Cleans Cloth. | Analytical - Box_NY_0.018SBS_101_3.8125-3.375-2.9375
5OP308PD | Box Inspection | Carton Style | Default |  |  |  |  | Cut Pad (Done) | AQUA LAYER PAD | Analytical - Box_50C
5BA922TY | Box Inspection | Carton Style | [5 empty] | Tuck Top / Auto Bottom w/perf | Dove Baby Wipes Sensitive Moisture 30ct | Analytical - Box_NY_0.020SBS_105_4.5-7.9375-7.9375
5AA911TY | Box Inspection | Carton Style | [5 empty] | Tuck Top / Auto Bottom w/perf | Dove Baby Wipes Rich Moisture 30ct | Analytical - Box_NY_0.020SBS_105_4.5-7.9375-7.9375
5AP227TY | Box Inspection | Carton Style | Default |  |  |  |  | Open Top/Auto Bottom Tray (Done) | Garnier Skin Active Tray | Analytical - Box_NY_0.020SBS_300_4.625-5-3.625
5QS324IS | Box Inspection | Carton Style | Default |  |  |  |  | Insert (Done) | PDI Prevantics Swabstick Insert | Analytical - Box_NY_NA50#_402_5-3.25
5PB114IS | Box Inspection | Carton Style | Default |  |  |  |  | Insert (Done) | PDI Prevantics Swab Insert | Analytical - Box_NY_NA50#_402_2.5-3.25
5AP07530 | Box Inspection | Carton Style | Default |  |  |  |  | TT/AB w/finger holes (Done) | L 'Oreal Revitalift Makeup Removing Cleans Twlts. | Analytical - Box_NY_0.020BC_110_6.375-3.4375-4.75
5AP07930 | Box Inspection | Carton Style | Default |  |  |  |  | TT/AB w/finger holes (Done) | L 'Oreal Revitalift Makeup Removing Cleans Twlts. Canada | Analytical - Box_NY_0.020BC_110_6.375-3.4375-4.75
5BJ170BT | Box Inspection | Carton Style | Default |  |  |  |  | Open Top / Auto Bottom Boot with Scoop Front and Back (Done) | Cetaphil Gentle Skin Cleansing Wipes Boot | Analytical - Box_NY_0.020SBS_306_3.3125-1.4375-2.625
5BJ324BT | Box Inspection | Carton Style | Default |  |  |  |  | OT/AB w/Scoop front & legs (Done) | Cetaphil Gentle Skin Cleansing Cloths Boot | Analytical - Box_NY_0.020SBS_306_3.3125-1.4375-2.625
5AU44410 | Box Inspection | Carton Style | Default |  |  |  |  | Straight Tuck End w/1" glued double header (Done) | Prep H Totables 10ct Box | Analytical - Box_NY_0.016SBS_124_2.9375-1.875-3.8125
5AU31450 | Box Inspection | Carton Style | Default |  |  |  |  | Dispenser (Done) | Preparation H Totables Dispenser | Analytical - Box_NY_0.020SBS_169_6-3.125-5.9375
5NB10800 | Box Inspection | Carton Style | Default |  |  |  |  | Tuck Top / Auto Bottom (Done) | PDI Prevantics Antiseptic Swab 100ct Box | Analytical - Box_NY_0.018SBS_100_5.125-2.25-2.09375
5BU55510 | Box Inspection | Carton Style | Default |  |  |  |  | Straight Tuck End w/glued header (Done) | Preparation H Rapid Relief w/Lidocaine Totables | Analytical - Box_NY_0.016BMPB_124_2.9375-1.875-3.8125
5AD24301 | Box Inspection | Carton Style | [5 empty] | Tuck Top Auto Bottom w/ Tab Lock | Wet Nap Antibacterial Hand Wipes - Fresh | Analytical - Box_NY_0.018SBS_107_4-2.03125-4.5
5CB51200 | Box Inspection | Carton Style | Default |  |  |  |  | Tuck Top / Auto Bottom (Done) | PDI Povidone-Iodine Prep Pad | Analytical - Box_NY_0.016UCSBS_100_6.125-2.75-2.375
5AP229TY | Box Inspection | Carton Style | Default |  |  |  |  | A/B tray w/tear-off lid (Done) | Neutrogena Naturals Makeup Rmvr. Tray | Analytical - Box_NY_0.024SBS_303_8.228-3.661-6.024
5MS82125 | Box Inspection | Carton Style | Default |  |  |  |  | Tuck Top / Auto Bottom (Done) | PDI Povidone-Iodine Cleansing Scrub Box. | Analytical - Box_NY_0.016UCSBS_100_6.5-3.3125-5.8125
5AH58195 | Box Inspection | Carton Style | [5 empty] | Straight Tuck w/Partition Dispenser Box | PDI Sani Cloth Bleach | Analytical - Box_NY_0.020SBS_127_6.25-2.5625-4.625
5GB10300 | Box Inspection | Carton Style | Default |  |  |  |  | Tuck Top / Auto Bottom (Done) | PDI CHG Prep Pad Box | Analytical - Box_NY_0.016UCSBS_100_6.125-2.750-2.375
5NU87250 | Box Inspection | Carton Style | [5 empty] | Tuck Top / Auto Bottom Dispenser Box | PDI Super Sani-Cloth 50ct. Box | Analytical - Box_NY_0.024SBS_127_4.375-4.375-12
5BU62620 | Box Inspection | Carton Style | Default |  |  |  |  | Straight Tuck End (Done) | Preparation H Rapid Relief w/Lidocaine Totables | Analytical - Box_NY_0.016BMPB_122_3.625-3-3.8125
5AD02424 | Box Inspection | Carton Style | [5 empty] | Tuck Top Auto Bottom w/ Tab Lock | Wet Nap Antibacterial Hand Wipes - Fresh | Analytical - Box_NY_0.018SBS_107_4-2.03125-4.5
5OP081BT | Box Inspection | Carton Style | Default |  |  |  |  | Open Top/Tuck Bottom (Done) | Ponds Original Fresh Twlts. | Analytical - Box_NY_0.016SBSC1S_300_3.125-2.1875-2.4375
M746S9 | Box Inspection | Carton Style | Default | [5 empty] | Kirkland Naturals MX 9/100 Solo Club | Analytical - Box_NY_0.016SBSC1S_300_3.125-2.1875-2.4375
5AP21195 | Box Inspection | Carton Style | Default |  |  |  |  | Tuck Top / Auto Bottom (Done) | BOX NEUT. MAKE-UP RMVR GRP 296 | Analytical - Box_01M
5PS40750 | Box Inspection | Carton Style | Default |  |  |  |  | Tuck Top / Auto Bottom (Done) | PDI Prevantics Skin Swabstick 50ct Box | Analytical - Box_NY_0.018SBS_100_7.125-3-6.625
5CS42325 | Box Inspection | Carton Style | Default |  |  |  |  | Tuck Top / Auto Bottom (Done) | PDI Povidone-Iodine Swabstick 3's | Analytical - Box_NY_0.016UCSBS_100_6.5-3.3125-5.8125
5KB71200 | Box Inspection | Carton Style | Default |  |  |  |  | Tuck Top / Auto Bottom (Done) | PDI Nail Polish Remover Pad | Analytical - Box_NY_0.016UCSBS_100_6.125-2.75-2.375
5AU25206 | Box Inspection | Carton Style | Default |  |  |  |  | Tuck Top / Auto Bottom (Done) | L'Oreal Paris Sublime Bronze Self Tan Twlt | Analytical - Box_NY_0.018SBS_100_101.6-44.45-101.6
5AU54901 | Box Inspection | Carton Style | Default |  |  |  |  | Tuck Top / Auto Bottom (Done) | L' Oreal Paris Sublime Bronze Self Tan. Twlts. | Analytical - Box_NY_0.018SBS_100_101.6-44.45-101.6
5AU252IN | Box Inspection | Carton Style | Default |  |  |  |  | RT (Done) | L' Oreal Paris Sublime Bronze Self Tan Twlts | Analytical - Box_NY_0.020TBC_123_4.09375-3.625-4.3125
5BJ123BT | Box Inspection | Carton Style | Default |  |  |  |  | Open Top / Auto Bottom Boot with Scoop Front and Back (Done) | Cetaphil Gentle Skin Cleansing Cloths Boot | Analytical - Box_NY_0.020SBS_306_3.3125-1.4375-2.625
5AJ130BT | Box Inspection | Carton Style | Default | [5 empty] | Cetaphil Gentle Skin Cleansing Cloths Boot | Analytical - Box_NY_0.020SBS_306_3.3125-1.4375-2.625
5NB40600 | Box Inspection | Carton Style | Default |  |  |  |  | Tuck Top / Auto Bottom (Done) | PDI Povidone Iodine Prep Med | Analytical - Box_NY_0.016UCSBS_100_5.125-2.25-2.09375
5BU252IN | Box Inspection | Carton Style | Default |  |  |  |  | RT (Done) | L' Oreal Paris Sublime Bronze Self Tan. Twlts. | Analytical - Box_NY_0.020TBC_123_4.09375-3.625-4.3125
5QS428IS | Box Inspection | Carton Style | Default |  |  |  |  | Insert (Done) | PDI Prevantics Swabstick Insert | Analytical - Box_NY_NA50#_402_5-3.25
5DA941TY | Box Inspection | Carton Style | Default |  |  |  |  | Tuck Top / Auto Bottom French Style w/Perfs (Done) | Target Up & Up Extra Large Cleans. Washcloths | Analytical - Box_NY_0.024WCK_111_5.25-6.25-8.625/3.5
5CC80100 | Box Inspection | Carton Style | Default |  |  |  |  | Tuck Top / Auto Bottom (Done) | Philips Sali-Wipes Sterile saline Wipes. | Analytical - Box_NY_0.016UCSBS_100_5.0625-1.75-3.0625
5EH21724 | Box Inspection | Carton Style | Default |  |  |  |  | TT/AB French style w/Tab Lock (Done) | Safeway Care Instant Hand Sanitizer Wipes | Analytical - Box_NY_0.018SBS_107_4-2.03125-4.5
5OP092PB | Box Inspection | Carton Style | Default |  |  |  |  | Poly Bag w/fold over top on 2” wicketts (Done) | Poly Bag w/fold over top on 2" wicket | Analytical - Box_NY_LDPE_407_13.5-6.5-6-4
5MS48050 | Box Inspection | Carton Style | Default |  |  |  |  | Tuck Top / Auto Bottom (Done) | PDI Providone-Iodine Cleansing Scrub Box | Analytical - Box_NY_0.016UCSBS_100_6.5-3.125-5.8125
5HB59800 | Box Inspection | Carton Style | Default |  |  |  |  | Tuck Top / Auto Bottom (Done) | PDI Electrode Prep Pad | Analytical - Box_NY_0.016UCSBS_100_6.125-2.75-2.375
5QS41950 | Box Inspection | Carton Style | Default |  |  |  |  | Tuck Top / Auto Bottom (Done) | PDI Prevantics Maxi Swabstick Box | Analytical - Box_NY_0.018SBS_100_6.625-4.125-8.125
5CA284TR | Box Inspection | Carton Style | Default |  |  |  |  | Tuck Top / Auto Bottom French Style w/Perfs (Done) | Preparation H 48ct | Analytical - Box_NY_0.018SBS_111_6-5.3125-3.6875
5OP073BT | Box Inspection | Carton Style | Default |  |  |  |  | Open Top/Tuck Bottom (Done) | Ponds Luminous Clean Twlts. | Analytical - Box_NY_0.016SBSC1S_300_3.125-2.1875-2.4375
5AU57314 | Box Inspection | Carton Style | Default |  |  |  |  | Tuck Top / Auto Bottom (Done) | Summer's Eve Fresh Cycle Cleansing Cloths | Analytical - Box_NY_0.016CCSBS_100_3-2.5-4
5CS42050 | Box Inspection | Carton Style | Default |  |  |  |  | Tuck Top / Auto Bottom (Done) | PDI Povidone-Iodine Scrub 1's CDA | Analytical - Box_NY_0.016UCSBS_100_6.5-3.3125-5.8125
5AA347BT | Box Inspection | Carton Style | Default |  |  |  |  | Open Top/Auto Bottom Tray (Done) | Summer's Eve Fresh Cycle Cleansing Cloths | Analytical - Box_NY_0.020SBS_300_3.375-1.313-2.625
5CU252IN | Box Inspection | Carton Style | Default |  |  |  |  | RT (Done) | L'Oreal Paris Sublime Bronze Self Tan Twlt | Analytical - Box_NY_0.020TBC_123_4.09375-3.625-4.3125
5AA404S48 | Box Inspection | Carton Style | Default |  |  |  |  | Tuck Top / Auto Bottom (Done) | Preparation H Medicated Wipes 48ct Box - NY | Analytical - Box_NY_0.018SBS_100_7.1875-3.6875-6.0625
5AA404S48 | Box Inspection | Carton Style | Default | [5 empty] | Preparation H Medicated Wipes 48ct Box - NY | Analytical - Box_NY_0.018SBS_111_6-5.875-3.625
5AA540S48 | Box Inspection | Carton Style | Default | [5 empty] | Preparation H Medicated Wipes Box | Analytical - Box_NY_0.018SBS_111_6-5.875-3.625
5AA540S48 | Box Inspection | Carton Style | Default |  |  |  |  | Tuck Top / Auto Bottom (Done) | Preparation H Medicated Wipes Box | Analytical - Box_NY_0.018SBS_100_7.1875-3.6875-6.0625
5DH12824 | Box Inspection | Carton Style | Default |  |  |  |  | Tuck Top / Auto Bottom (Done) | CVS Health Instant Hand Sanitizer Wipes | Analytical - Box_NY_0.018SBS_100_4-2.125-6.125
5OP205BT | Box Inspection | Carton Style | Default |  |  |  |  | Open Top/Tuck Bottom (Done) | Ponds Exfoliating Renewal Twlts. | Analytical - Box_NY_0.016SBSC1S_300_3.18-2.1875-2.4375
5OP092BT | Box Inspection | Carton Style | Default |  |  |  |  | Open Top/Tuck Bottom (Done) | Ponds Original Fresh 15ct Twlts. | Analytical - Box_NY_0.016SBSC1S_300_3.18-1.4375-2.6875
5HC12400 | Box Inspection | Carton Style | Default |  |  |  |  | Tuck Top / Auto Bottom (Done) | PDI Povidone-Iodine Prep Pad | Analytical - Box_NY_0.016UCSBS_100_5.0625-4.25-3.0625
5BU44410 | Box Inspection | Carton Style | Default |  |  |  |  | Straight Tuck End w/1"glued double header French style (Done) | Prep H Totables 10ct Box | Analytical - Box_NY_0.016SBS_124_2.9375-1.875-3.8125
5FB47000 | Box Inspection | Carton Style | Default |  |  |  |  | Tuck Top / Auto Bottom (Done) | PDI Io-Gone Iodine Remover Pad | Analytical - Box_NY_0.016UCSBS_100_6.125-2.75-2.375
5BU27500 | Box Inspection | Carton Style | [5 empty] | Tuck Top / Auto Bottom Dispenser Box | PDI Sani-Cloth AF3 Box | Analytical - Box_NY_0.024SBS_102_4.3906-4.3906-12
5BA617S96 | Box Inspection | Carton Style | Default |  |  |  |  | Straight Tuck End - French Style (Done) | Preparation H Medicated Wipes 96ct Box | Analytical - Box_NY_0.018SBS_47B_3.625-3.875-6
5QS273IS | Box Inspection | Carton Style | Default |  |  |  |  | Insert (Done) | PDI Prevantics Swabstick Insert | Analytical - Box_NY_NA50#_402_5-3.25
5KH04095 | Box Inspection | Carton Style | [5 empty] | Straight Tuck w/Partition Dispenser Box | PDI Super Sani-Cloth 50ct. Box | Analytical - Box_NY_0.020SBS_127_6.25-2.5625-4.625
5NS23125 | Box Inspection | Carton Style | Default |  |  |  |  | Tuck Top / Auto Bottom (Done) | PDI Duo-Swab Povidone-Iodine 25ct Box | Analytical - Box_NY_0.016UCSBS_100_6.5-3.3125-5.8125
5BA735TY | Box Inspection | Carton Style | [5 empty] | Tuck Top / Auto Bottom w/perf | Dove Baby Wipes Sensitive Moisture 30ct | Analytical - Box_NY_0.020SBS_105_4.5-7.9375-7.9375
5EH21130 | Box Inspection | Carton Style | Default |  |  |  |  | Tuck Top / Auto Bottom (Done) | CVS Total Home Antibac. Wipes 30ct Box | Analytical - Box_NY_0.016SBS_100_4.75-2.375-3.25
5FD41900 | Box Inspection | Carton Style | Default |  |  |  |  | Tuck Top / Auto Bottom (Done) | PDI Castile Soap Towelette Box | Analytical - Box_NY_0.016UCSBS_100_6.5-2.3125-6.0625
5HB59800 | Box Inspection | Carton Style | Default |  |  |  |  | Poly Bag w/fold over top on 2” wicketts (Done) | PDI Electrode Prep Pad | Analytical - Box_NY_0.0018LDPE_407_12-5.5-5-4
5OP624PB | Box Inspection | Carton Style | Default | [5 empty] | Poly Bag w/fold over top on 2" wicket | Analytical - Box_NY_0.016UCSBS_100_6.125-2.75-2.375
5OP624PB | Box Inspection | Carton Style | Default |  |  |  |  | Poly Bag w/fold over top on 2” wicketts (Done) | Poly Bag w/fold over top on 2" wicket | Analytical - Box_NY_0.0018LDPE_407_12-5.5-5-4
5BU19101 | Box Inspection | Carton Style | Default |  |  |  |  | Straight Tuck End French Style Dipsenser w/False Bottom | Cetaphil Gentle Skin Cleans. Cloths Dispenser | Analytical - Box_NY_0.020SBS_129_5.75-3-3.875
5BU71230 | Box Inspection | Carton Style | Default |  |  |  |  | Straight Tuck End (Done) | Preparation H Rapid Relief Totables w/Lidocaine | Analytical - Box_NY_0.018SBS_122_4.6875-3-3.8125
5AH45016 | Box Inspection | Carton Style | Default |  |  |  |  | French Tuck Top / Auto Bottom (Done) | CVS Health Cleansing Cloths 16ct Box | Analytical - Box_NY_0.018SBS_101_3.875-2-3.5
5HD74800 | Box Inspection | Carton Style | Default |  |  |  |  | Tuck Top / Auto Bottom (Done) | PDI Obstetrical Towelette | Analytical - Box_NY_0.016UCSBS_100_6.5-2.3125-6.0625
5PB10800 | Box Inspection | Carton Style | Default |  |  |  |  | Tuck Top / Auto Bottom (Done) | PDI Prevantics Antiseptic Swab 100ct Box | Analytical - Box_NY_0.018SBS_100_5.125-2.25-2.09375
5OP067BT | Box Inspection | Carton Style | Default |  |  |  |  | Open Top/Tuck Bottom (Done) | Ponds Original Fresh Twlts. 28ct - Canada | Analytical - Box_NY_0.016SBSC1S_300_3.18-2.1875-2.4375
5QB114IS | Box Inspection | Carton Style | Default |  |  |  |  | Insert (Done) | PDI Prevantics Swab Insert | Analytical - Box_NY_NA50#_402_2.5-3.25
5BH59200 | Box Inspection | Carton Style | [5 empty] | Straight Tuck w/Partition Dispenser Box | Sani-Cloth AF3 | Analytical - Box_NY_0.020SBS_127_6.25-2.5625-4.625
5AU50010 | Box Inspection | Carton Style | Default |  |  |  |  | Straight Tuck End w/1" glued double header (Done) | CVS Health Medicated Wipes to Go 10ct Box | Analytical - Box_NY_0.016SBS_124_2.9375-1.875-3.8125
5FH07050 | Box Inspection | Carton Style | Default |  |  |  |  | Straight Tuck End w/Glued Internal Dividers&15/16" Dummy Platform Bottom (Done) | EZ EM Mammo Wipes | Analytical - Box_NY_0.020SBS_125_6.125-2.4375-6.015625
2OP138 | Cavity | cavity Inserts | TM141_TM143 |  |  |  |  | Meets specification (Done) | Large Ribbed Straight Walled Canister | Analytical - Reduced Testing_NY_Can 2OP138
2OP138C | Cavity | cavity Inserts | TM141_TM143 |  |  |  |  | Meets specification (Done) | Large Ribbed Straight Walled Canister | Analytical - Reduced Testing_NY_Can 2OP138C
2OP638 | Cavity | cavity Inserts | TM141_TM143 |  |  |  |  | Meets specification (Done) | Extra-Large Straight Walled Canister | Analytical - Reduced Testing_NY_Can 2OP638
2OQ753X | Cavity | cavity Inserts | TM141_TM143 |  |  |  |  | Meets specification (Done) | Canister - Large, Ribbed, White | Analytical - Reduced Testing_NY_Can 2OQ753 X
2OQ850 | Cavity | cavity Inserts | TM141_TM143 | [5 empty] | Canister - Extra Large, Ribbed, White | Analytical - Reduced Testing_NY_Can 2OQ850X
2OQ850X | Cavity | cavity Inserts | TM141_TM143 |  |  |  |  | Meets specification (Done) | Canister - Extra Large, Ribbed, White | Analytical - Reduced Testing_NY_Can 2OQ850X
2BQ551LI | Canister & Lid Inspection | Center to Center Distance | TM141_TM143 | 0.445 | 0.455 | in | FDA,3 |  | Large Deep Well Lid PDI Orifice | Analytical - Lid_13A
2BQ551LI | Canister & Lid Inspection | Center to Center Distance | TM141_TM143 | 0.445 | 0.455 | in | FDA,3 |  | Large Deep Well Lid PDI Orifice | Analytical - Lid_NY_Skip lot testing
2OP520LI | Canister & Lid Inspection | Center to Center Distance | TM141_TM143 | 0.445 | 0.455 | in | FDA,3 |  | Large Deep Well Lid PDI Orifice | Analytical - Lid_NY_Skip lot testing
2OP638LI | Canister & Lid Inspection | Center to Center Distance | TM141_TM143 | 0.445 | 0.455 | in | FDA,3 |  | Large Deep Well Lid PDI Orifice Translucent Gray | Analytical - Lid_13D
2OP638LI | Canister & Lid Inspection | Center to Center Distance | TM141_TM143 | 0.445 | 0.455 | in | FDA,3 |  | Large Deep Well Lid PDI Orifice Translucent Gray | Analytical - Lid_NY_Skip lot testing
6AD41900 | Certificate of Analysis | Certificate of Analysis | Default |  |  |  |  | CofA meets specifications (Done) | PDI Castile Soap Towelette Shipper | Analytical - Shipper_NY_Skip lot testing
6DP44584 | Certificate of Analysis | Certificate of Analysis | Default |  |  |  |  | CofA meets specifications (Done) | Sani Professional - Sani Hands Antibac. Wipes. | Analytical - Shipper_NY_Skip lot testing
2OQ850 | Certificate of Analysis | Certificate of Analysis | Default |  |  |  |  | CofA meets specifications (Done) | Canister - Extra Large, Ribbed, White | Analytical - Reduced Testing_NY_Can 2OQ850
5HD74800 | Certificate of Analysis | Certificate of Analysis | Default |  |  |  |  | CofA meets specifications (Done) | PDI Obstetrical Towelette | Analytical - Box_NY_Skip lot testing
5BH59200 | Certificate of Analysis | Certificate of Analysis | Default |  |  |  |  | CofA meets specifications (Done) | Sani-Cloth AF3 | Analytical - Box_NY_Skip lot testing
5BU27500 | Certificate of Analysis | Certificate of Analysis | Default |  |  |  |  | CofA meets specifications (Done) | PDI Sani-Cloth AF3 Box | Analytical - Box_NY_Skip lot testing
5FD41900 | Certificate of Analysis | Certificate of Analysis | Default |  |  |  |  | CofA meets specifications (Done) | PDI Castile Soap Towelette Box | Analytical - Box_NY_0.016UCSBS_100_6.5-2.3125-6.0625
5NU87250 | Certificate of Analysis | Certificate of Analysis | Default |  |  |  |  | CofA meets specifications (Done) | PDI Super Sani-Cloth 50ct. Box | Analytical - Box_NY_Skip lot testing
5KH04095 | Certificate of Analysis | Certificate of Analysis | Default |  |  |  |  | CofA meets specifications (Done) | PDI Super Sani-Cloth 50ct. Box | Analytical - Box_NY_Skip lot testing
2DH128 | Certificate of Analysis | Certificate of Analysis | Default |  |  |  |  | CofA meets specifications (Done) | CVS Health Instant Hand Sanitizer Wipes | Analytical - Web_NP5115_7.5
2HD748 | Certificate of Analysis | Certificate of Analysis | Default |  |  |  |  | CofA meets specifications (Done) | PDI OB Towelette | Analytical - Web_NP5115_4.5
6AP19525 | Certificate of Analysis | Certificate of Analysis | Default |  |  |  |  | CofA meets specifications (Done) | Simple Kind To Skin Facial Shipper | Analytical - Shipper_NY_Skip lot testing
6AP11325 | Certificate of Analysis | Certificate of Analysis | Default |  |  |  |  | CofA meets specifications (Done) | Garnier Skin Active MUR Shipper | Analytical - Shipper_NY_Skip lot testing
2AU252 | Certificate of Analysis | Certificate of Analysis | TM141_TM143 | [5 empty] | L' Oreal paris Sublime Bronze Self-Tanning Twlts. | Analytical - Web_NP3459_8.0
3OS407 | Certificate of Analysis | Certificate of Analysis | Default |  |  |  |  | CofA meets specifications (Done) | SWB SUPER BRUSH FOAM TIP SWABS | Analytical - Applicator_25B
6BP54072 | Certificate of Analysis | Certificate of Analysis | Default |  |  |  |  | CofA meets specifications (Done) | PDI Sani Cloth Bleach Shipper | Analytical - Shipper_NY_Skip lot testing
2RS419 | Certificate of Analysis | Certificate of Analysis | Default |  |  |  |  | CofA meets specifications (Done) | PDI Prevantics Maxi Swabstick | Analytical - Web_NP3885_16
3OQ333 | Certificate of Analysis | Certificate of Analysis | Default |  |  |  |  | CofA meets specifications (Done) | Embossed Spunlaced Nonwoven - 37 1/2" | Analytical-Applicator_NY_Skip lot testing
2AU252 | Certificate of Analysis | Certificate of Analysis | TM141_TM143 |  |  |  |  | CofA meets specifications (Done) | L' Oreal paris Sublime Bronze Self-Tanning Twlts. | Analytical - Web_3459_8
2AU555 | Certificate of Analysis | Certificate of Analysis | TM141_TM143 |  |  |  |  | CofA meets specifications (Done) | Prep H Rapid Relief with Lidocaine Totables | Analytical - Web_NP3460_7.5
2OP520LI | Certificate of Analysis | Certificate of Analysis | Default |  |  |  |  | CofA meets specifications (Done) | Large Deep Well Lid PDI Orifice | Analytical - Lid_NY_Skip lot testing
2OP300LI | Certificate of Analysis | Certificate of Analysis | Default |  |  |  |  | CofA meets specifications (Done) | Large DeepWell Lid Genesis Orifice TR Blue | Analytical - Lid_NY_Skip lot testing
2OP159LI | Certificate of Analysis | Certificate of Analysis | Default |  |  |  |  | CofA meets specifications (Done) | Large Deep Well Lid .560 Orifice Blue | Analytical - Lid_NY_Skip lot testing
3OQ333 | Certificate of Analysis | Certificate of Analysis | Default |  |  |  |  | CofA meets specifications (Done) | Embossed Spunlaced Nonwoven - 37 1/2" | Analytical-Applicator_NY_ Embossed Spunlaced Nonwoven - 37 1/2"
2OA592 | Certificate of Analysis | Certificate of Analysis | Default |  |  |  |  | CofA meets specifications (Done) | Prep H Medicated Wipes 48ct. | Analytical - Web_NP8504_11.0
2OA632 | Certificate of Analysis | Certificate of Analysis | Default |  |  |  |  | CofA meets specifications (Done) | Prep H Medicated Hemorrhoidal Wipes | Analytical - Web_NP8504_11.75
2BQ551LI | Certificate of Analysis | Certificate of Analysis | Default |  |  |  |  | CofA meets specifications (Done) | Large Deep Well Lid PDI Orifice | Analytical - Lid_NY_Skip lot testing
2OQ753X | Certificate of Analysis | Certificate of Analysis | Default |  |  |  |  | CofA meets specifications (Done) | Canister - Large, Ribbed, White | Analytical - Reduced Testing_NY_Can 2OQ753 X
2OQ753 | Certificate of Analysis | Certificate of Analysis | Default |  |  |  |  | CofA meets specifications (Done) | CAN LARGE CANISTER COPOLYMER | Analytical - Reduced Testing_NY_Can 2OQ753
6AP27284 | Certificate of Analysis | Certificate of Analysis | Default |  |  |  |  | CofA meets specifications (Done) | Eco-Wipe Duo | Analytical - Shipper_NY_Skip lot testing
6AP56784 | Certificate of Analysis | Certificate of Analysis | Default |  |  |  |  | CofA meets specifications (Done) | Sani Professional No Rinse Sanitizing Multi Surface Wipes | Analytical - Shipper_NY_Skip lot testing
3XP667 | Certificate of Analysis | Certificate of Analysis | Default |  |  |  |  | CofA meets specifications (Done) | Spunlaced Nonwoven 50gsm 100% Polyester - 38.75" | Analytical-Applicator_NY_Skip lot testing
6DD74800 | Certificate of Analysis | Certificate of Analysis | Default |  |  |  |  | CofA meets specifications (Done) | PDI Obstetrical Towelette | Analytical - Shipper_NY_Skip lot testing
2OP638LI | Certificate of Analysis | Certificate of Analysis | Default |  |  |  |  | CofA meets specifications (Done) | Large Deep Well Lid PDI Orifice Translucent Gray | Analytical - Lid_NY_Skip lot testing
2OP280LI | Certificate of Analysis | Certificate of Analysis | Default |  |  |  |  | CofA meets specifications (Done) | Large Deep Well Lid- Bleach Orifice | Analytical - Lid_NY_Skip lot testing
2OP159LI | Certificate of Analysis | Certificate of Analysis | Default |  |  |  |  | CofA meets specifications (Done) | Large Deep Well Lid .560 Orifice Blue | Analytical - Lid_03B
2BC801 | Certificate of Analysis | Certificate of Analysis | Default |  |  |  |  | CofA meets specifications (Done) | Philips Sali- Wipes Sterile Saline Wipes | Analytical - Web_NP3870_6.0
2MS413 | Certificate of Analysis | Certificate of Analysis | Default |  |  |  |  | CofA meets specifications (Done) | PDI Povidone-Iodine Swabstick (1's) | Analytical - Web_NP3870_11.5
2AP806 | Certificate of Analysis | Certificate of Analysis | Default |  |  |  |  | CofA meets specifications (Done) | Clean & Clear Night Relaxing All-In-One Cleansing Wipes | Analytical - Web_NP8430_310
2OP645 | Certificate of Analysis | Certificate of Analysis | Default |  |  |  |  | CofA meets specifications (Done) | Aveeno Positively Radiant Make Up Removing Wipes 25ct | Analytical - Web_NP8440_310
2RQ890 | Certificate of Analysis | Certificate of Analysis | Default |  |  |  |  | CofA meets specifications (Done) | PIL WH CL-250XWH 18.125 NP9508 | Analytical - Web_NY_Skip lot testing
6QQ55172 | Certificate of Analysis | Certificate of Analysis | Default |  |  |  |  | CofA meets specifications (Done) | Super Sani Cloth 160ct. Shipper | Analytical - Shipper_NY_Skip lot testing
2EU351 | Certificate of Analysis | Certificate of Analysis | TM141_TM143 |  |  |  |  | CofA meets specifications (Done) | Qbrexza Web 1ct | Analytical - Web_NP5211_7.0
2AJ123SLI | Certificate of Analysis | Certificate of Analysis | Default |  |  |  |  | CofA meets specifications (Done) | Cetaphil Gentle Skin Cleansing Cloths Solo | Analytical - Lid_NY_Skip lot testing
2CA580SLI | Certificate of Analysis | Certificate of Analysis | Default |  |  |  |  | CofA meets specifications (Done) | Table Turners Cleaning Multi-Surface Wipes | Analytical - Lid_NY_Skip lot testing
6DP63884 | Certificate of Analysis | Certificate of Analysis | Default |  |  |  |  | CofA meets specifications (Done) | PDI Sani Cloth AF3 Shipper | Analytical - Shipper_NY_Skip lot testing
6MU87295 | Certificate of Analysis | Certificate of Analysis | Default |  |  |  |  | CofA meets specifications (Done) | PDI Super Sani Cloth Germicidal Disposable Wipe | Analytical - Shipper_NY_Skip lot testing
6NQ86984 | Certificate of Analysis | Certificate of Analysis | Default |  |  |  |  | CofA meets specifications (Done) | Super Sani Cloth XL 65ct. Shipper | Analytical - Shipper_NY_Skip lot testing
2AJ324 | Certificate of Analysis | Certificate of Analysis | Default |  |  |  |  | CofA meets specifications (Done) | Cetaphil Gentle Skin Cleansing Wipes 25ct | Analytical - Web_NP8530_11.0
2AP713 | Certificate of Analysis | Certificate of Analysis | Default |  |  |  |  | CofA meets specifications (Done) | Cetaphil Gentle Skin Cleansing Cloths 10ct. | Analytical - Web_NY_Skip lot testing
2AP260 | Certificate of Analysis | Certificate of Analysis | Default |  |  |  |  | CofA meets specifications (Done) | Avon ANEW Clean MUR Wipes 24ct | Analytical - Web_NP8535_12.75
2AJ324 | Certificate of Analysis | Certificate of Analysis | Default |  |  |  |  | CofA meets specifications (Done) | Cetaphil Gentle Skin Cleansing Wipes 25ct | Analytical - Web_NY_Skip lot testing
2PU872 | Certificate of Analysis | Certificate of Analysis | Default |  |  |  |  | CofA meets specifications (Done) | PDI Super Sani-Cloth | Analytical - Lid_NY_Skip lot testing
2JC699 | Certificate of Analysis | Certificate of Analysis | Default |  |  |  |  | CofA meets specifications (Done) | PDI Alcohol Prep Pad | Analytical - Web_NP5410_6.0
2ED419 | Certificate of Analysis | Certificate of Analysis | Default |  |  |  |  | CofA meets specifications (Done) | PDI Castile Soap Towelette | Analytical - Web_NY_Skip lot testing
2PD351 | Certificate of Analysis | Certificate of Analysis | Default |  |  |  |  | CofA meets specifications (Done) | PDI Hygea BZK Antiseptic Towelette | Analytical - Web_NP5116_4.5
5AP308TY | Certificate of Analysis | Certificate of Analysis | Default |  |  |  |  | CofA meets specifications (Done) | Plastic Wipes Try | Analytical - Box_63A
3OP138 | Certificate of Analysis | Certificate of Analysis | Default |  |  |  |  | CofA meets specifications (Done) | 40 gsm, Hydroentangled Nonwoven 30" with Diamond Emboss | Analytical-Applicator_NY_Skip lot testing
3AP211 | Certificate of Analysis | Certificate of Analysis | Default |  |  |  |  | CofA meets specifications (Done) | Spunlaced Nonwoven 55gsm 37 1/2" | Analytical-Applicator_NY_Spunlaced Nonwoven 55gsm 37 1/2"
3OP138 | Certificate of Analysis | Certificate of Analysis | Default |  |  |  |  | CofA meets specifications (Done) | 40 gsm, Hydroentangled Nonwoven 30" with Diamond Emboss | Analytical - Applicator_36D
2AA922SLI | Certificate of Analysis | Certificate of Analysis | Default |  |  |  |  | CofA meets specifications (Done) | Dove Baby Wipes Solo | Analytical - Lid_01V
5OP037TY | Certificate of Analysis | Certificate of Analysis | Default |  |  |  |  | CofA meets specifications (Done) | Clear Display Tray | Analytical - Box_NY_Skip lot testing
5OP195TY | Certificate of Analysis | Certificate of Analysis | Default |  |  |  |  | CofA meets specifications (Done) | Clear Display Tray | Analytical - Box_NY_Skip lot testing
5FD41900 | Certificate of Analysis | Certificate of Analysis | Default |  |  |  |  | CofA meets specifications (Done) | PDI Castile Soap Towelette Box | Analytical - Box_NY_Skip lot testing
5OP081PB | Certificate of Analysis | Certificate of Analysis | Default |  |  |  |  | CofA meets specifications (Done) | Poly Bag w/fold over top on 2" wicket | Analytical - Box_NY_Skip lot testing
6AP25784 | Certificate of Analysis | Certificate of Analysis | Default |  |  |  |  | CofA meets specifications (Done) | PDI Sani Cloth Bleach Shipper | Analytical - Shipper_NY_Skip lot testing
3OD438 | Applicator_Inspection | Certificate of Analysis | See Analyte for Method # |  |  |  |  | CofA meets specifications (Done) | 35 gsm Unembossed Nonwoven | Analytical - Applicator_NY_35 gsm Unembossed Nonwoven
3XP667 | Certificate of Analysis | Certificate of Analysis | Default |  |  |  |  | CofA meets specifications (Done) | Spunlaced Nonwoven 50gsm 100% Polyester - 38.75" | Analytical-Applicator_NY_Spunlaced Nonwoven 50 gsm 100% Polyester-38.75"
2OP063 | Certificate of Analysis | Certificate of Analysis | Default |  |  |  |  | CofA meets specifications (Done) | Simple Kind To Skin Facial Cleansing Wipes 25ct Canada | Analytical - Web_NP8511_320
2CA922 | Certificate of Analysis | Certificate of Analysis | Default |  |  |  |  | CofA meets specifications (Done) | Dove Baby Sensitive Moisture Wipes | Analytical - Web_NP8810_12.125
2CA911 | Certificate of Analysis | Certificate of Analysis | Default |  |  |  |  | CofA meets specifications (Done) | Dove Baby Rich Moisture Wipes | Analytical - Web_NP8810_12.125
2BP601 | Certificate of Analysis | Certificate of Analysis | Default |  |  |  |  | CofA meets specifications (Done) | Neutrogena Hydrating - Web | Analytical - Web_NP8512_12.205
2AP585 | Certificate of Analysis | Certificate of Analysis | Default |  |  |  |  | CofA meets specifications (Done) | Aveeno Ultra-Calming Makeup Removing Wipes | Analytical - Web_NP8512_12.205
2OQ850X | Certificate of Analysis | Certificate of Analysis | Default |  |  |  |  | CofA meets specifications (Done) | Canister - Extra Large, Ribbed, White | Analytical - Reduced Testing_NY_Can 2OQ850X
2OQ850LI | Certificate of Analysis | Certificate of Analysis | Default |  |  |  |  | CofA meets specifications (Done) | Large Deep Well Lid .560 Orifice | Analytical - Lid_NY_Skip lot testing
6CP13872 | Certificate of Analysis | Certificate of Analysis | Default |  |  |  |  | CofA meets specifications (Done) | PDI Sani Cloth AF3 Shipper | Analytical - Shipper_NY_Skip lot testing
2CB196 | Certificate of Analysis | Certificate of Analysis | Default |  |  |  |  | CofA meets specifications (Done) | PDI Prevantics Device Swab | Analytical - Web_NP5114_41.0
2RB108 | Certificate of Analysis | Certificate of Analysis | Default |  |  |  |  | CofA meets specifications (Done) | PDI Prevantics Swab Packette | Analytical - Web_NP5114_41.0
2OP630 | Certificate of Analysis | Certificate of Analysis | Default |  |  |  |  | CofA meets specifications (Done) | Aveeno Positively Radiant Make-Up Removing Wipes 25ct | Analytical - Web_NP8440_310
2OU444 | Certificate of Analysis | Certificate of Analysis | Default |  |  |  |  | CofA meets specifications (Done) | Prep H Totables 1ct Packette | Analytical - Web_NP5115_7.5
2AU372W | Certificate of Analysis | Certificate of Analysis | Default |  |  |  |  | CofA meets specifications (Done) | Harmon Smart Values Flushable Cleans Clths. | Analytical - Web_NP5115_7.5
3OQ551 | Certificate of Analysis | Certificate of Analysis | Default | [5 empty] | 40gsm, Hydroentangled Nonwoven, 42" | Analytical - Applicator_15E
3XP138 | Certificate of Analysis | Certificate of Analysis | Default |  |  |  |  | CofA meets specifications (Done) | 40 gsm, Hydroentangled Nonwoven 37 1/2" with Diamond Emboss | Analytical-Applicator_NY_Skip lot testing
3DQ595N | Certificate of Analysis | Certificate of Analysis | Default |  |  |  |  | CofA meets specifications (Done) | AP1 SG THERMAL SH-PP-40 30" | Analytical-Applicator_NY_Skip lot testing
3OQ890N | Certificate of Analysis | Certificate of Analysis | Default |  |  |  |  | CofA meets specifications (Done) | AP1 SG THERMAL SH-PP-40 36" | Analytical-Applicator_NY_Skip lot testing
2OU611 | Certificate of Analysis | Certificate of Analysis | TM141_TM143 |  |  |  |  | CofA meets specifications (Done) | Qbrexza Web 1ct | Analytical - Web_NP5211_7.0
5BJ123BT | Certificate of Analysis | Certificate of Analysis | Default |  |  |  |  | CofA meets specifications (Done) | Cetaphil Gentle Skin Cleansing Cloths Boot | Analytical - Box_NY_Skip lot testing
2BJ227 | Certificate of Analysis | Certificate of Analysis | Default |  |  |  |  | CofA meets specifications (Done) | Hygea Multi Purpose Washcloths | Analytical - Web_NP8530_15.75
2ED436 | Certificate of Analysis | Certificate of Analysis | Default |  |  |  |  | CofA meets specifications (Done) | PDI Sani Hands 1ct. | Analytical - Web_NY_Skip lot testing
2OU354 | Certificate of Analysis | Certificate of Analysis | Default |  |  |  |  | CofA meets specifications (Done) | Fleet Flushable Wipe with Aloe | Analytical - Web_NP5115_7.5
2HA580 | Certificate of Analysis | Certificate of Analysis | Default |  |  |  |  | CofA meets specifications (Done) | Sani Table Turners Web | Analytical - Web_NY_Skip lot testing
2MB164 | Certificate of Analysis | Certificate of Analysis | Default |  |  |  |  | CofA meets specifications (Done) | PDI Adhesive Tape Remover | Analytical - Web_NP5410_8.0
2FB6038 | Certificate of Analysis | Certificate of Analysis | Default |  |  |  |  | CofA meets specifications (Done) | PDI Alcohol Prep Pad | Analytical - Web_NP5410_8.0
3OQ551 | Certificate of Analysis | Certificate of Analysis | Default |  |  |  |  | CofA meets specifications (Done) | 40gsm, Hydroentangled Nonwoven, 42" | Analytical-Applicator_NY_Skip lot testing
3OP113 | Applicator_Inspection | Certificate of Analysis | See Analyte for Method # |  |  |  |  | CofA meets specifications (Done) | Flat CSC Spunlaced Nonwoven - 45 gsm - 30" | Analytical-Applicator_NY_Skip lot testing
3OP113 | Certificate of Analysis | Certificate of Analysis | Default |  |  |  |  | CofA meets specifications (Done) | Flat CSC Spunlaced Nonwoven - 45 gsm - 30" | Analytical-Applicator_NY_Skip lot testing
2OM304 | Certificate of Analysis | Certificate of Analysis | Default |  |  |  |  | CofA meets specifications (Done) | Sani Pro - Table Turners Web 72ct. | Analytical - Web_NY_Skip lot testing
6AP22325 | Certificate of Analysis | Certificate of Analysis | Default |  |  |  |  | CofA meets specifications (Done) | Simple Kind To Skin Facial Shipper | Analytical - Shipper_NY_Skip lot testing
3OX465H | Certificate of Analysis | Certificate of Analysis | NA |  |  |  |  | CofA meets specifications (Done) | Handle, 26 ml | Analytical - Handle, 26 ml
3OX465F | Certificate of Analysis | Certificate of Analysis | NA |  |  |  |  | CofA meets specifications (Done) | Foam 26 ml | Microbiologu - Bioburden_Applicator_NY
2AP328 | Certificate of Analysis | Certificate of Analysis | Default |  |  |  |  | CofA meets specifications (Done) | Neutrogena Oil-Free Cleansing Wipes | Analytical - Web_NP8512_12.205
2AP284 | Certificate of Analysis | Certificate of Analysis | Default |  |  |  |  | CofA meets specifications (Done) | Neutrogena Oil-Free Cleansing Wipes | Analytical - Web_NP8512_12.205
2AP027 | Certificate of Analysis | Certificate of Analysis | Default |  |  |  |  | CofA meets specifications (Done) | Neutrogena Deep Clean Make-Up Remover | Analytical - Web_NP8512_310
2OX510FS | Certificate of Analysis | Certificate of Analysis | NA |  |  |  |  | CofA meets specifications (Done) | Foil Seal 5.1 ml | Analytical - Foil seal 5.1 ml
6OU37230 | Certificate of Analysis | Certificate of Analysis | Default | [5 empty] | Harmon MTT Unprinted Shipper | Analytical - Shipper_NY_Skip lot testing
6OP08725 | Certificate of Analysis | Certificate of Analysis | Default |  |  |  |  | CofA meets specifications (Done) | Cetaphil Gentle MUR Wipes Shipper | Analytical - Shipper_NY_Skip lot testing
6AM30472 | Certificate of Analysis | Certificate of Analysis | Default |  |  |  |  | CofA meets specifications (Done) | Sani Professional No-Rinse Sanitizing Multi-Surface Wipes | Analytical - Shipper_NY_Skip lot testing
3OS419 | Certificate of Analysis | Certificate of Analysis | Default |  |  |  |  | CofA meets specifications (Done) | SWB FOAM TIP SWABSTICK FLAT6" | Analytical - Applicator_25C
2OM304SLI | Certificate of Analysis | Certificate of Analysis | Default |  |  |  |  | CofA meets specifications (Done) | Sani Professional No-Rinse Sanitizing Solo | Analytical - Lid_NY_Skip lot testing
3XP540 | Certificate of Analysis | Certificate of Analysis | Default |  |  |  |  | CofA meets specifications (Done) | Spunlaced Nonwoven 50gsm 100% Polyester - 42" | Analytical - Applicator_NY_Skip lot testing
2OU573 | Certificate of Analysis | Certificate of Analysis | Default |  |  |  |  | CofA meets specifications (Done) | Summer's Eve Fresh Cycle Cleansing Cloths | Analytical - Web_NP5115_7.5
3OQ444 | Certificate of Analysis | Certificate of Analysis | Default |  |  |  |  | CofA meets specifications (Done) | Applicator- 36" Embossed Spunlaced Nonwoven | Analytical-Applicator_NY_Skip lot testing
3OQ222 | Certificate of Analysis | Certificate of Analysis | Default |  |  |  |  | CofA meets specifications (Done) | Applicator - 30" Embossed Spunlaced Nonwoven | Analytical-Applicator_NY_Skip lot testing
3OM304 | Certificate of Analysis | Certificate of Analysis | Default |  |  |  |  | CofA meets specifications (Done) | Spunlaced Nonwoven 50 gsm 100% Polyester - 9" | Analytical-Applicator_NY_Skip lot testing
6OP07530 | Certificate of Analysis | Certificate of Analysis | Default |  |  |  |  | CofA meets specifications (Done) | L `Oreal Paris Revitalift MUR Cleans Twlt | Analytical - Shipper_NY_Skip lot testing
6AP09384 | Certificate of Analysis | Certificate of Analysis | Default |  |  |  |  | CofA meets specifications (Done) | Noxzema Anti-Blemish Pads 90ct Shipper | Analytical - Shipper_NY_Skip lot testing
5AU50010 | Certificate of Analysis | Certificate of Analysis | Default |  |  |  |  | CofA meets specifications (Done) | CVS Health Medicated Wipes to Go 10ct Box | Analytical - Box_NY_Skip lot testing
2CB512 | Certificate of Analysis | Certificate of Analysis | Default |  |  |  |  | CofA meets specifications (Done) | PDI Povidone-Iodine Prep Pad | Analytical - Web_NP3870_4.5
3OQ850N | Certificate of Analysis | Certificate of Analysis | Default |  |  |  |  | CofA meets specifications (Done) | Applicator Thermal Bonded Nonwoven-37 1/2" | Analytical-Applicator_NY_Skip lot testing
3OM304 | Applicator_Inspection | Certificate of Analysis | See Analyte for Method # |  |  |  |  | CofA meets specifications (Done) | Spunlaced Nonwoven 50 gsm 100% Polyester - 9" | Analytical-Applicator_NY_Spunlaced Nonwoven 50 gsm 100% Polyester-9"
3OQ444 | Certificate of Analysis | Certificate of Analysis | Default |  |  |  |  | CofA meets specifications (Done) | Applicator- 36" Embossed Spunlaced Nonwoven | Analytical-Applicator_NY_36" Embossed Spunlaced Nonwoven
6OD438SS | Certificate of Analysis | Certificate of Analysis | Default |  |  |  |  | CofA meets specifications (Done) | SLP SLIP SHEET 47.75x39.75(NY) | Analytical - Shipper_NY_Skip lot testing
6HH04082 | Certificate of Analysis | Certificate of Analysis | Default |  |  |  |  | CofA meets specifications (Done) | PDI Super Sani Cloth Germicidal Disposable Wipe | Analytical - Shipper_NY_Skip lot testing
6AQ20372 | Certificate of Analysis | Certificate of Analysis | Default |  |  |  |  | CofA meets specifications (Done) | COR MED TAPER CANISTER SHIPPER | Analytical - Shipper_NY_Skip lot testing
6OP34524 | Certificate of Analysis | Certificate of Analysis | Default |  |  |  |  | CofA meets specifications (Done) | CRU AVON UNPRINTED=44 ECT | Analytical - Shipper_NY_Skip lot testing
6OU38510 | Certificate of Analysis | Certificate of Analysis | Default |  |  |  |  | CofA meets specifications (Done) | CVS Medicated Wipes Unprinted Shipper | Analytical - Shipper_NY_Skip lot testing
6AP03707 | Certificate of Analysis | Certificate of Analysis | Default |  |  |  |  | CofA meets specifications (Done) | Simple Kind To Skin Facial Shipper USA | Analytical - Shipper_NY_Skip lot testing
3OQ222 | Certificate of Analysis | Certificate of Analysis | Default |  |  |  |  | CofA meets specifications (Done) | Applicator - 30" Embossed Spunlaced Nonwoven | Analytical-Applicator_NY_ 30" Embossed Spunlaced Nonwoven
2OU500 | Certificate of Analysis | Certificate of Analysis | Default |  |  |  |  | CofA meets specifications (Done) | CVS Health Medicated Wipes To Go | Analytical - Web_NY_Skip lot testing
3OP093PD | Certificate of Analysis | Certificate of Analysis | Default |  |  |  |  | CofA meets specifications (Done) | Die Cut Pads 2.25" 90 Count | Analytical-Applicator_NY_Die Cut Pads
5BU26595 | Certificate of Analysis | Certificate of Analysis | Default |  |  |  |  | CofA meets specifications (Done) | PDI Sani Cloth Bleach 40ct Box | Analytical - Box_NY_Skip lot testing
6JA580FW | Certificate of Analysis | Certificate of Analysis | Default |  |  |  |  | CofA meets specifications (Done) | Sani Pro. - Table Turners Cleaning Shipper | Analytical-Shipper_NY_Skip lot testing
2OP093 | Certificate of Analysis | Certificate of Analysis | Default |  |  |  |  | CofA meets specifications (Done) | 10oz. Blue HDPE Bottle Grade Jar | Analytical - Skip Lot Release_NY_2OP093
6OD01524 | Certificate of Analysis | Certificate of Analysis | Default |  |  |  |  | CofA meets specifications (Done) | Walmart Wet Nap Unprinted Shipper | Analytical - Shipper_NY_Skip lot testing
3OA592 | Certificate of Analysis | Certificate of Analysis | Default |  |  |  |  | CofA meets specifications (Done) | Nonwoven Rolls Dispersible Unembossed - 6" width - 70gsm | Analytical - Applicator_NY_Nonwoven Rolls Dispersible Unembossed - 6" - 70gsm
5OP624PB | Certificate of Analysis | Certificate of Analysis | Default |  |  |  |  | CofA meets specifications (Done) | Poly Bag w/fold over top on 2" wicket | Analytical - Box_NY_Skip lot testing
2AQ471LI | Certificate of Analysis | Certificate of Analysis | Default |  |  |  |  | CofA meets specifications (Done) | Medium Deep Well Lid | Analytical - Lid_04B_560_1
2BQ471LI | Certificate of Analysis | Certificate of Analysis | Default |  |  |  |  | CofA meets specifications (Done) | Medium Deep Well Lid with 560 Orifice Trans Blue | Analytical - Lid_NY_Skip lot testing
2AP113 | Certificate of Analysis | Certificate of Analysis | Default |  |  |  |  | CofA meets specifications (Done) | Garnier Skin Active Clean Refreshing Remover Cleans Twlts | Analytical - Web_NP8542_11.0
2OP075 | Certificate of Analysis | Certificate of Analysis | Default |  |  |  |  | CofA meets specifications (Done) | L'Oreal Paris Revitalift MUR Cleans. Twlt | Analytical - Web_NP8541_12.205
2AP308 | Certificate of Analysis | Certificate of Analysis | Default |  |  |  |  | CofA meets specifications (Done) | Aveeno Ultra-Calming Makeup Removing Wipes | Analytical - Web_NP8512_12.205
2AP159LI | Certificate of Analysis | Certificate of Analysis | Default |  |  |  |  | CofA meets specifications (Done) | Large Deep Well Lid .560 Orifice - Blue Translucent | Analytical - Lid_NY_Skip lot testing
6AJ19025 | Certificate of Analysis | Certificate of Analysis | Default |  |  |  |  | CofA meets specifications (Done) | Cetaphil - Asia 25ct Shipper | Analytical - Shipper_NY_Skip lot testing
2OP093LI | Certificate of Analysis | Certificate of Analysis | Default |  |  |  |  | CofA meets specifications (Done) | PP Threaded Blue cap | Analytical - Lid_NY_Threaded Blue Cap
2OP093 | Certificate of Analysis | Certificate of Analysis | Default |  |  |  |  | CofA meets specifications (Done) | 10oz. Blue HDPE Bottle Grade Jar | Analytical - Jar _10 oz Blue HDPE Grade Jar
6AP03672 | Certificate of Analysis | Certificate of Analysis | Default |  |  |  |  | CofA meets specifications (Done) | PDI Easy Screen Shipper | Analytical - Shipper_NY_Skip lot testing
2OP134 | Certificate of Analysis | Certificate of Analysis | Default |  |  |  |  | CofA meets specifications (Done) | Canister - Medium, Tapered White 4.1" | Analytical - Reduced Testing_NY_Can 2OP134
6NQ89072 | Certificate of Analysis | Certificate of Analysis | Default |  |  |  |  | CofA meets specifications (Done) | PDI Sani Cloth Shipper 160ct | Analytical - Shipper_NY_Skip lot testing
6EQ85484 | Certificate of Analysis | Certificate of Analysis | Default |  |  |  |  | CofA meets specifications (Done) | COR SANI HB 65CT 40ECT/33# | Analytical - Shipper_NY_Skip lot testing
6LQ85084 | Certificate of Analysis | Certificate of Analysis | Default |  |  |  |  | CofA meets specifications (Done) | PDI Sani Cloth Plus Shipper | Analytical - Shipper_NY_Skip lot testing
3OJ213 | Certificate of Analysis | Certificate of Analysis | Default |  |  |  |  | CofA meets specifications (Done) | AP1 VJ 40 GSM 50% VISC/50% PET 12" | Analytical-Applicator_NY_Skip lot testing
2LB598 | Certificate of Analysis | Certificate of Analysis | Default |  |  |  |  | CofA meets specifications (Done) | PDI Electrode Prep Pad | Analytical - Web_NP5115_4.5
3OU275 | Certificate of Analysis | Certificate of Analysis | Default |  |  |  |  | CofA meets specifications (Done) | 40 gsm, Hydroentangled Nonwoven 11 3/4” with Diamond Emboss | Analytical-Applicator_NY_Skip lot testing
2BQ084LI | Certificate of Analysis | Certificate of Analysis | Default |  |  |  |  | CofA meets specifications (Done) | Large Deep Well Lid 560 Orifice | Analytical - Lid_NY_Skip lot testing
3OA580 | Certificate of Analysis | Certificate of Analysis | Default |  |  |  |  | CofA meets specifications (Done) | 45 gsm, Hydroentangled Nonwoven 11-1/2” | Analytical-Applicator_NY_Skip lot testing
2QB114X | Certificate of Analysis | Certificate of Analysis | Default |  |  |  |  | CofA meets specifications (Done) | PDI Prevantics Skin Swab Packette | Analytical - Web_NP3860_5.0
3OA580 | Certificate of Analysis | Certificate of Analysis | Default |  |  |  |  | CofA meets specifications (Done) | 45 gsm, Hydroentangled Nonwoven 11-1/2” | Analytical - Applicator_38A
6CJ22750 | Certificate of Analysis | Certificate of Analysis | Default |  |  |  |  | CofA meets specifications (Done) | Hygea Multi-Purpose Washcloth Shipper | Analytical - Shipper_NY_Skip lot testing
6OQ85984 | Certificate of Analysis | Certificate of Analysis | Default |  |  |  |  | CofA meets specifications (Done) | CRU SANI CLOTH | Analytical - Shipper_NY_Skip lot testing
2OP081 | Certificate of Analysis | Certificate of Analysis | Default |  |  |  |  | CofA meets specifications (Done) | Ponds Original Fresh Twlts. | Analytical - Web_NP8536_11.875
2BQ551LI | Certificate of Analysis | Certificate of Analysis | Default |  |  |  |  | CofA meets specifications (Done) | Large Deep Well Lid PDI Orifice | Analytical - Lid_13A
2RS324 | Certificate of Analysis | Certificate of Analysis | Default |  |  |  |  | CofA meets specifications (Done) | PDI Prevantics Swabstick | Analytical - Web_NP3860_12.5
2RS407 | Certificate of Analysis | Certificate of Analysis | Default |  |  |  |  | CofA meets specifications (Done) | PDI Prevantics Skin Swabsticks | Analytical - Web_NP3885_13.0
3OJ213 | Certificate of Analysis | Certificate of Analysis | Default | [5 empty] | AP1 VJ 40 GSM 50% VISC/50% PET 12" | Analytical - Applicator_08A
6AP66784 | Certificate of Analysis | Certificate of Analysis | Default |  |  |  |  | CofA meets specifications (Done) | Sani Professional No Rinse Sanitizing Multi Surface Wipes | Analytical - Shipper_NY_Skip lot testing
2OP036LI | Certificate of Analysis | Certificate of Analysis | Default |  |  |  |  | CofA meets specifications (Done) | Medium Deep Well Lid with 560 Orifice Dark Pearl White | Analytical - Lid_NY_Skip lot testing
2AJ143SLI | Certificate of Analysis | Certificate of Analysis | Default |  |  |  |  | CofA meets specifications (Done) | Hygea Premium Multi Purpose - NY | Analytical - Lid_NY_Skip lot testing
6BU26595 | Certificate of Analysis | Certificate of Analysis | Default |  |  |  |  | CofA meets specifications (Done) | PDI Sani Cloth Bleach Shipper | Analytical - Shipper_NY_Skip lot testing
6OS46250 | Certificate of Analysis | Certificate of Analysis | Default |  |  |  |  | CofA meets specifications (Done) | CRU 17.125X6.6875X11.75 | Analytical - Shipper_NY_Skip lot testing
3OP134 | Certificate of Analysis | Certificate of Analysis | Default |  |  |  |  | CofA meets specifications (Done) | 35gsm Stora Flat - 30" | Analytical-Applicator_NY_35gsm Stora Flat - 30"
3XP134 | Certificate of Analysis | Certificate of Analysis | Default | [5 empty] | 35gsm Stora Flat - 36" | Analytical-Applicator_NY_35gsm Stora Flat - 36"
2OQ753 | Certificate of Analysis | Certificate of Analysis | Default |  |  |  |  | CofA meets specifications (Done) | CAN LARGE CANISTER COPOLYMER | Analytical - Skip Lot Release_NY_2OQ753
5OD125PB | Certificate of Analysis | Certificate of Analysis | Default |  |  |  |  | CofA meets specifications (Done) | BAG WET NAP 8.25 X 6.5 X 2 | Analytical - Box_NY_Skip lot testing
3DQ595N | Certificate of Analysis | Certificate of Analysis | Default |  |  |  |  | CofA meets specifications (Done) | AP1 SG THERMAL SH-PP-40 30" | Analytical - Applicator_10I
3OQ890N | Certificate of Analysis | Certificate of Analysis | Default |  |  |  |  | CofA meets specifications (Done) | AP1 SG THERMAL SH-PP-40 36" | Analytical - Applicator_01E
2HD748 | Certificate of Analysis | Certificate of Analysis | Default |  |  |  |  | CofA meets specifications (Done) | PDI OB Towelette | Analytical - Web_NY_Skip lot testing
2AU265 | Certificate of Analysis | Certificate of Analysis | Default |  |  |  |  | CofA meets specifications (Done) | PDI Sani-Cloth Bleach | Analytical - Web_NY_Skip lot testing
2OH581 | Certificate of Analysis | Certificate of Analysis | Default |  |  |  |  | CofA meets specifications (Done) | PDI Sani Cloth Bleach | Analytical - Web_NY_Skip lot testing
6AD11055 | Certificate of Analysis | Certificate of Analysis | Default |  |  |  |  | CofA meets specifications (Done) | COR WET NAP/BULK 32 ECT | Analytical - Shipper_NY_Skip lot testing
8OP09100 | Certificate of Analysis | Certificate of Analysis | Default |  |  |  |  | CofA meets specifications (Done) | Cetaphil Gentle Makeup Removing Wipes | Analytical - Label_NY_NP9991_3.375-2.625
3OP257 | Certificate of Analysis | Certificate of Analysis | Default |  |  |  |  | CofA meets specifications (Done) | Spunlaced Nonwoven 50gsm 100% Polyester - 37.5" | Analytical - Applicator_NY_Skip lot testing
2OP230 | Certificate of Analysis | Certificate of Analysis | Default |  |  |  |  | CofA meets specifications (Done) | Neutrogena Naturals Purifying Makeup Rmvr. Cleans. Twlts. | Analytical - Web_NP8512_12.205
2AP229 | Certificate of Analysis | Certificate of Analysis | Default |  |  |  |  | CofA meets specifications (Done) | Neutrogena Naturals Purifying Makeup Rmvr. Cleans. Twlts. | Analytical - Web_NP8512_9.5
2BS423 | Certificate of Analysis | Certificate of Analysis | Default |  |  |  |  | CofA meets specifications (Done) | PDI Povidone-Iodine Swabstick 3's | Analytical - Web_NP3870_11.5
2JC223 | Certificate of Analysis | Certificate of Analysis | Default |  |  |  |  | CofA meets specifications (Done) | PDI Hygea Sterile Saline Wipe | Analytical - Web_NP3870_6.0
2LB406 | Certificate of Analysis | Certificate of Analysis | Default |  |  |  |  | CofA meets specifications (Done) | PDI PVP Prep Pad Med | Analytical - Web_NP3870_10.0
5AJ130BT | Certificate of Analysis | Certificate of Analysis | Default |  |  |  |  | CofA meets specifications (Done) | Cetaphil Gentle Skin Cleansing Cloths Boot | Analytical - Box_NY_Skip lot testing
5OJ124BT | Certificate of Analysis | Certificate of Analysis | Default |  |  |  |  | CofA meets specifications (Done) | Cetaphil Gentle Skin Cleansing Cloths Boot | Analytical - Box_NY_Skip lot testing
2AP091 | Web Inspection | Certificate of Analysis | TM101_TM107_TM132 |  |  |  |  | CofA meets specifications (Done) | Cetaphil Gentle Makeup Removing Wipes | Analytical - Web_NP8550_12.205
2OJ124 | Certificate of Analysis | Certificate of Analysis | Default |  |  |  |  | CofA meets specifications (Done) | Cetaphil Gentle Skin Cleansing Cloths 25ct. | Analytical - Web_NY_Skip lot testing
2OJ130 | Certificate of Analysis | Certificate of Analysis | Default |  |  |  |  | CofA meets specifications (Done) | Cetaphil Gentle Skin Cleansing Wipes 25ct Saudi Arabia | Analytical - Web_NY_Skip lot testing
2OA664 | Certificate of Analysis | Certificate of Analysis | Default |  |  |  |  | CofA meets specifications (Done) | Target Up&Up Extra Large Cleansing Washcloths | Analytical - Web_NY_Skip lot testing
2KH040 | Certificate of Analysis | Certificate of Analysis | Default |  |  |  |  | CofA meets specifications (Done) | PDI Super Sani-Cloth | Analytical - Web_NP5115_6.0
2MB712 | Certificate of Analysis | Certificate of Analysis | Default |  |  |  |  | CofA meets specifications (Done) | PDI Nail Polish Remover Pad | Analytical - Web_NP5115_4.5
2GB470 | Certificate of Analysis | Certificate of Analysis | Default |  |  |  |  | CofA meets specifications (Done) | PDI Io-Gone Iodine Remover Pad | Analytical - Web_NP5115_4.5
2OB530 | Certificate of Analysis | Certificate of Analysis | Default |  |  |  |  | CofA meets specifications (Done) | AfterBite - Insect Bite Relief | Analytical - Web_NP5115_4.5
6FB71200 | Certificate of Analysis | Certificate of Analysis | Default |  |  |  |  | CofA meets specifications (Done) | PDI Nail Polish Remover Pad | Analytical - Shipper_NY_Skip lot testing
6AP22325 | Certificate of Analysis | Certificate of Analysis | Default |  |  |  |  | CofA meets specifications (Done) | Simple Kind To Skin Facial Shipper | Analytical - SHIP_NY_32K_100_12.4375-5.4375-4.1875
3OA426 | Applicator_Inspection | Certificate of Analysis | See Analyte for Method # |  |  |  |  | CofA meets specifications (Done) | Rolls Spunlaced Nonwoven – 8” – 52 gsm | Analytical - Applicator_NY_Rolls Spunlaced Nonwoven – 8” – 52 gsm
3OP705 | Certificate of Analysis | Certificate of Analysis | Default |  |  |  |  | CofA meets specifications (Done) | Rolls Spunlaced Nonwoven – 25 1/2” – 52 gsm | Analytical-Applicator_NY_Skip lot testing
2BJ213 | Certificate of Analysis | Certificate of Analysis | Default |  |  |  |  | CofA meets specifications (Done) | Hygea Multi-Purpose Washcloths | Analytical - Web_NP8530_18
2OP638LI | Certificate of Analysis | Certificate of Analysis | Default |  |  |  |  | CofA meets specifications (Done) | Large Deep Well Lid PDI Orifice Translucent Gray | Analytical - Lid_13D
6AP24284 | Certificate of Analysis | Certificate of Analysis | Default |  |  |  |  | CofA meets specifications (Done) | Sani-Cloth Prime Extra Large Wipe | Analytical - Shipper_NY_Skip lot testing
6CP22884 | Certificate of Analysis | Certificate of Analysis | Default |  |  |  |  | CofA meets specifications (Done) | Sani Professional Sani-Cloth Disinfecting Wipes | Analytical - Shipper_NY_Skip lot testing
3OA426 | Certificate of Analysis | Certificate of Analysis | Default |  |  |  |  | CofA meets specifications (Done) | Rolls Spunlaced Nonwoven – 8” – 52 gsm | Analytical-Applicator_NY_Skip lot testing
2RQ890P | Certificate of Analysis | Certificate of Analysis | Default |  |  |  |  | CofA meets specifications (Done) | Pilfer White 250X with Laser Perf 4.25 Pitch | Analytical - Web_NP9508_18.125
3OQ850N | Certificate of Analysis | Certificate of Analysis | Default | [5 empty] | Applicator Thermal Bonded Nonwoven-37 1/2" | Analytical - Applicator_01E
3OQ850N | Applicator_Inspection | Certificate of Analysis | See Analyte for Method # |  |  |  |  | CofA meets specifications (Done) | Applicator Thermal Bonded Nonwoven-37 1/2" | Analytical - Applicator_NY_Thermal Bonded Nonwoven-37 1/2"
3OQ890N | Applicator_Inspection | Certificate of Analysis | See Analyte for Method # |  |  |  |  | CofA meets specifications (Done) | AP1 SG THERMAL SH-PP-40 36" | Analytical - Applicator_NY_Thermal Bonded Nonwoven-37 1/2"
3BJ141 | Certificate of Analysis | Certificate of Analysis | Default |  |  |  |  | CofA meets specifications (Done) | AP1 VJ 43G 40/60 BGDOT 11.625 | Analytical - Applicator_07K
3OP920 | Applicator_Inspection | Certificate of Analysis | See Analyte for Method # |  |  |  |  | CofA meets specifications (Done) | SMS Nonwovens Honeycomb Embossed- 35 gsm - 953 mm | Analytical-Applicator_NY_SMS Nonwovens Honeycomb Embossed- 35 gsm - 37.5"
6AP56025 | Certificate of Analysis | Certificate of Analysis | Default |  |  |  |  | CofA meets specifications (Done) | Clean & Clear Night Relaxing Shipper | Analytical - Shipper_NY_Skip lot testing
6AQ90172 | Certificate of Analysis | Certificate of Analysis | Default |  |  |  |  | CofA meets specifications (Done) | CRU 12 PAK CAN 44ECT/33#MED | Analytical - Shipper_NY_Skip lot testing
6BU27500 | Certificate of Analysis | Certificate of Analysis | Default |  |  |  |  | CofA meets specifications (Done) | PDI Sani-Cloth AF3 Shipper | Analytical - Shipper_NY_Skip lot testing
3OP705 | Applicator_Inspection | Certificate of Analysis | See Analyte for Method # |  |  |  |  | CofA meets specifications (Done) | Rolls Spunlaced Nonwoven – 25 1/2” – 52 gsm | Analytical-Applicator_NY_Skip lot testing
2OP280LI | Certificate of Analysis | Certificate of Analysis | Default |  |  |  |  | CofA meets specifications (Done) | Large Deep Well Lid- Bleach Orifice | Analytical - Lid_17A
3OU252 | Applicator_Inspection | Certificate of Analysis | See Analyte for Method # | [5 empty] | Nonwoven Rolls Spunlaced Nonwoven - 9" - 67.8gsm | Analytical-Applicator_NY_Rolls Spunlaced Nonwoven-10"-67.8gsm
2OJ213SLI | Certificate of Analysis | Certificate of Analysis | Default |  |  |  |  | CofA meets specifications (Done) | LID SOLO HYGEA MULTIPURPOSE | Analytical - Lid_NY_Skip lot testing
2OA664SLI | Certificate of Analysis | Certificate of Analysis | Default |  |  |  |  | CofA meets specifications (Done) | Target Up & Up Extra Large Cleans Washcloths | Analytical - Lid_NY_Skip lot testing
2OP242LI | Certificate of Analysis | Certificate of Analysis | Default |  |  |  |  | CofA meets specifications (Done) | Large Deep Well Lid-Sani Cloth Prime Lobe Orifice | Analytical - Lid_17C
6OC22324 | Certificate of Analysis | Certificate of Analysis | Default |  |  |  |  | CofA meets specifications (Done) | CRU 11.125X6.375X10.375 32ECT | Analytical - Shipper_NY_Skip lot testing
6OA63748 | Certificate of Analysis | Certificate of Analysis | Default |  |  |  |  | CofA meets specifications (Done) | Unprinted Shipper | Analytical - Shipper_NY_Skip lot testing
6BH59200 | Certificate of Analysis | Certificate of Analysis | Default |  |  |  |  | CofA meets specifications (Done) | Sani-Cloth AF3 Shipper | Analytical - Shipper_NY_Skip lot testing
2DH217 | Certificate of Analysis | Certificate of Analysis | Default |  |  |  |  | CofA meets specifications (Done) | Safeway Care Instant Hand Sanitizer Wipes | Analytical - Web_NP5115_7.5
2CD724 | Certificate of Analysis | Certificate of Analysis | Default |  |  |  |  | CofA meets specifications (Done) | PDI Sani Hands Instant Hand Sanitizing Wipe | Analytical - Web_NP5115_4.5
2OD024 | Certificate of Analysis | Certificate of Analysis | Default |  |  |  |  | CofA meets specifications (Done) | Wet Nap Antibacterial Hand Wipes | Analytical - Web_NY_Skip lot testing
2OU130 | Certificate of Analysis | Certificate of Analysis | Default |  |  |  |  | CofA meets specifications (Done) | Grime Boss Heavy Duty Cleaning Wipes | Analytical - Web_NP5115_9.0
3OA347 | Applicator_Inspection | Certificate of Analysis | See Analyte for Method # |  |  |  |  | CofA meets specifications (Done) | Nonwoven Rolls Dispersible Unembossed - 6" width-65 gsm | Microbiologu - Bioburden_Applicator_NY
6OH01224 | Certificate of Analysis | Certificate of Analysis | Default | [5 empty] | COR HAND SANI 24CT 32ECT | Analytical - Shipper_NY_Skip lot testing
2PU872 | Certificate of Analysis | Certificate of Analysis | Default |  |  |  |  | CofA meets specifications (Done) | PDI Super Sani-Cloth | Analytical - Web_NP5115_8.5
3XP253 | Certificate of Analysis | Certificate of Analysis | Default |  |  |  |  | CofA meets specifications (Done) | 35gsm Flat Thermoembonded Nonwoven 30" | Analytical-Applicator_NY_Skip lot testing
3OP242 | Certificate of Analysis | Certificate of Analysis | Default |  |  |  |  | CofA meets specifications (Done) | 35gsm Flat Thermoembonded Nonwoven 37.5" | Analytical-Applicator_NY_Skip lot testing
3XP253 | Certificate of Analysis | Certificate of Analysis | Default |  |  |  |  | CofA meets specifications (Done) | 35gsm Flat Thermoembonded Nonwoven 30" | Analytical - Applicator_NY_35gsm Flat Thermoembonded Nonwoven 30"
3OP242 | Certificate of Analysis | Certificate of Analysis | Default |  |  |  |  | CofA meets specifications (Done) | 35gsm Flat Thermoembonded Nonwoven 37.5" | Analytical - Applicator_NY_35gsm Flat Thermoembonded Nonwoven 37.5"
5AH58195 | Certificate of Analysis | Certificate of Analysis | Default |  |  |  |  | CofA meets specifications (Done) | PDI Sani Cloth Bleach | Analytical - Box_NY_Skip lot testing
5FH07050 | Certificate of Analysis | Certificate of Analysis | Default |  |  |  |  | CofA meets specifications (Done) | EZ EM Mammo Wipes | Analytical - Box_NY_Skip lot testing
2FB103 | Certificate of Analysis | Certificate of Analysis | Default |  |  |  |  | CofA meets specifications (Done) | PDI CHG Prep Pad | Analytical - Web_NP5115_4.5
2FH070 | Certificate of Analysis | Certificate of Analysis | Default |  |  |  |  | CofA meets specifications (Done) | EZ Mammo Wipe | Analytical - Web_NP5115_6.0
3OH592 | Certificate of Analysis | Certificate of Analysis | Default |  |  |  |  | CofA meets specifications (Done) | 40 gsm, Hydroentangled Nonwoven 7 7/8” with Diamond Emboss | Analytical-Applicator_NY_Skip lot testing
2OA347 | Web Inspection | Certificate of Analysis | TM101_TM107_TM132 |  |  |  |  | CofA meets specifications (Done) | Summer's Eve Fresh Cycle Cleans. Cloths | Analytical - Web_NP8550_10.25
6FJ14108 | Certificate of Analysis | Certificate of Analysis | Default |  |  |  |  | CofA meets specifications (Done) | Hygea Multi Purpose Washcloth Shipper | Analytical - Shipper_NY_Skip lot testing
6BJ21396 | Certificate of Analysis | Certificate of Analysis | Default |  |  |  |  | CofA meets specifications (Done) | COR HYGEA MULTI 44 ECT/33 3 16.625" X 9.375" X 7" | Analytical - Shipper_NY_Skip lot testing
2BA284R | Certificate of Analysis | Certificate of Analysis | Default | [5 empty] | Preparation H 48ct. | Analytical - Web_NP8504_11.0
2HU120 | Certificate of Analysis | Certificate of Analysis | Default |  |  |  |  | CofA meets specifications (Done) | PDI Hygea Personal Cleansing Washcloths | Analytical - Web_NP5115_8.5
2OP073 | Certificate of Analysis | Certificate of Analysis | Default |  |  |  |  | CofA meets specifications (Done) | Ponds Luminous Clean Twlts. | Analytical - Web_NP8536_11.875
6OH45016 | Certificate of Analysis | Certificate of Analysis | Default |  |  |  |  | CofA meets specifications (Done) | Individual Pack 16X Box 12x Case | Analytical - Shipper_NY_Skip lot testing
2OP195 | Certificate of Analysis | Certificate of Analysis | Default |  |  |  |  | CofA meets specifications (Done) | Simple Kind To Skin Micellar Cleansing Wipes 25ct | Analytical - Web_NP8511_320
6AH58195 | Certificate of Analysis | Certificate of Analysis | Default |  |  |  |  | CofA meets specifications (Done) | PDI Sani Cloth Bleach Shipper | Analytical - Shipper_NY_Skip lot testing
6OS12350 | Shipper Inspection | Certificate of Analysis | TM141_TM143 |  |  |  |  | CofA meets specifications (Done) | Betadine Solution Swabstick Shipper | Analytical - SHIP_NY_32K_100_11.625-6.5-5.938
5AH45016 | Certificate of Analysis | Certificate of Analysis | Default |  |  |  |  | CofA meets specifications (Done) | CVS Health Cleansing Cloths 16ct Box | Analytical - Box_NY_Skip lot testing
3AU228 | Certificate of Analysis | Certificate of Analysis | Default |  |  |  |  | CofA meets specifications (Done) | AP1 SP SPUNLACE 55G 50/50 7.5 | Analytical - Applicator_06I
3OP065 | Certificate of Analysis | Certificate of Analysis | Default |  |  |  |  | CofA meets specifications (Done) | Rolls Spunlaced Nonwoven Diamond - 60gsm | Analytical-Applicator_NY_Skip lot testing
6OS45625 | Shipper Inspection | Certificate of Analysis | TM141_TM143 |  |  |  |  | CofA meets specifications (Done) | Betadine Solution Swabstick Shipper | Analytical - SHIP_NY_32K_100_6.875-6.5-5.938
3OS484 | Certificate of Analysis | Certificate of Analysis | Default |  |  |  |  | CofA meets specifications (Done) | SWB 8" DBL-TIP FOAM SWABSTICK | Analytical - Applicator_26A
2RQ890 | Certificate of Analysis | Certificate of Analysis | Default |  |  |  |  | CofA meets specifications (Done) | PIL WH CL-250XWH 18.125 NP9508 | Analytical - Web_NP9508_18.125
3XP540 | Certificate of Analysis | Certificate of Analysis | Default |  |  |  |  | CofA meets specifications (Done) | Spunlaced Nonwoven 50gsm 100% Polyester - 42" | Analytical-Applicator_NY_Spunlaced Nonwoven 50 gsm 100% Polyester-42"
3OD438 | Applicator_Inspection | Certificate of Analysis | See Analyte for Method # |  |  |  |  | CofA meets specifications (Done) | 35 gsm Unembossed Nonwoven | Analytical - REDUCED TESTING_NY_3OD438
2OP065 | Certificate of Analysis | Certificate of Analysis | Default |  |  |  |  | CofA meets specifications (Done) | Ponds Evening Soothe Twlts. | Analytical - Web_NP8536_11.875
2CD333 | Certificate of Analysis | Certificate of Analysis | Default |  |  |  |  | CofA meets specifications (Done) | Sani Professional Sani Hands Packette | Analytical - Web_NY_Skip lot testing
2BD365 | Certificate of Analysis | Certificate of Analysis | Default |  |  |  |  | CofA meets specifications (Done) | Lead Wipe Packette | Analytical - Web_NP5115_4.5
5OP065BT | Certificate of Analysis | Certificate of Analysis | Default |  |  |  |  | CofA meets specifications (Done) | Ponds Evening Soothe Twlts. | Analytical - Box_NY_Skip lot testing
5OP081BT | Certificate of Analysis | Certificate of Analysis | Default |  |  |  |  | CofA meets specifications (Done) | Ponds Original Fresh Twlts. | Analytical - Box_NY_Skip lot testing
2SS428 | Certificate of Analysis | Certificate of Analysis | Default |  |  |  |  | CofA meets specifications (Done) | PDI Prevantics Skin Swabstick | Analytical - Web_NP3860_8.0
2OH450 | Certificate of Analysis | Certificate of Analysis | Default |  |  |  |  | CofA meets specifications (Done) | CVS Health Cleansing Cloths | Analytical - Web_NP5115_7.5
3OH581 | Applicator_Inspection | Certificate of Analysis | See Analyte for Method # |  |  |  |  | CofA meets specifications (Done) | Spunlaced Nonwoven 50 gsm 100% Polyester – 7” | Analytical - Applicator_NY_Spunlaced Nonwoven 50 gsm 100% Polyester – 7”
3OU265 | Certificate of Analysis | Certificate of Analysis | Default |  |  |  |  | CofA meets specifications (Done) | Spunlaced Nonwoven 50 gsm 100% Polyester – 11 1/2” | Analytical - Applicator_10H
2AP087 | Web Inspection | Certificate of Analysis | TM101_TM107_TM132 |  |  |  |  | CofA meets specifications (Done) | Cetaphil Gentle Makeup Removing Wipes | Analytical - Web_NP8550_12.205
2AP087 | Certificate of Analysis | Certificate of Analysis | Default |  |  |  |  | CofA meets specifications (Done) | Cetaphil Gentle Makeup Removing Wipes | Analytical - Web_NY_Skip lot testing
5AU252IN | Certificate of Analysis | Certificate of Analysis | Default | [5 empty] | L' Oreal Paris Sublime Bronze Self Tan Twlts | Analytical - Box_NY_0.020TBC_123_4.09375-3.625-4.3125
6ED12555 | Certificate of Analysis | Certificate of Analysis | Default |  |  |  |  | CofA meets specifications (Done) | COR WET NAP 32 ECT | Analytical - Shipper_NY_Skip lot testing
2OQ850 | Certificate of Analysis | Certificate of Analysis | Default |  |  |  |  | CofA meets specifications (Done) | Canister - Extra Large, Ribbed, White | Analytical - Reduced Testing_NY_Can 2OQ850X
2OQ850X | Certificate of Analysis | Certificate of Analysis | Default |  |  |  |  | CofA meets specifications (Done) | Canister - Extra Large, Ribbed, White | Analytical - Reduced Testing_NY_Can 2OQ850
2QS411 | Certificate of Analysis | Certificate of Analysis | Default |  |  |  |  | CofA meets specifications (Done) | PDI Povidone-Iodine Swabstick (3's) | Analytical - Web_NP3870_11.5
2OQ850 | Certificate of Analysis | Certificate of Analysis | Default | [5 empty] | Canister - Extra Large, Ribbed, White | Analytical - Lid_NY_Skip lot testing
2ED436 | Certificate of Analysis | Certificate of Analysis | Default |  |  |  |  | CofA meets specifications (Done) | PDI Sani Hands 1ct. | Analytical - Web_NP5115_4.5
2ED419 | Certificate of Analysis | Certificate of Analysis | Default |  |  |  |  | CofA meets specifications (Done) | PDI Castile Soap Towelette | Analytical - Web_NP5410_4.5
2AP227 | Certificate of Analysis | Certificate of Analysis | Default |  |  |  |  | CofA meets specifications (Done) | Garnier Skin Active Clean Micellar Makeup Remover Cleans. Twlts. | Analytical - Web_NP8542_11.0
3XP138 | Certificate of Analysis | Certificate of Analysis | Default |  |  |  |  | CofA meets specifications (Done) | 40 gsm, Hydroentangled Nonwoven 37 1/2" with Diamond Emboss | Analytical - Applicator_36B
2KH040 | Certificate of Analysis | Certificate of Analysis | Default |  |  |  |  | CofA meets specifications (Done) | PDI Super Sani-Cloth | Analytical - Web_NY_Skip lot testing
2OP223 | Certificate of Analysis | Certificate of Analysis | Default |  |  |  |  | CofA meets specifications (Done) | Simple Kind To Skin Facial Cleansing Wipes 25ct US | Analytical - Web_NP8511_320
6AP25372 | Certificate of Analysis | Certificate of Analysis | Default |  |  |  |  | CofA meets specifications (Done) | PDI Sani-Cloth Prime Shipper | Analytical - Shipper_NY_Skip lot testing
8OP214RSL | Certificate of Analysis | Certificate of Analysis | Default |  |  |  |  | CofA meets specifications (Done) | Proactiv Cleansing Wipes 25ct. | Analytical - Label_NY_NP9991_3.375-2.625
8OP587RSL | Certificate of Analysis | Certificate of Analysis | Default |  |  |  |  | CofA meets specifications (Done) | Proactiv Cleansing Wipes 25ct. | Analytical - Label_NY_NP9991_3.375-2.625
2AP075 | Certificate of Analysis | Certificate of Analysis | Default |  |  |  |  | CofA meets specifications (Done) | L' Oreal paris Revitalift MUR Cleans. Twlts. | Analytical - Web_NP8542_12.205
2AP211 | Certificate of Analysis | Certificate of Analysis | Default |  |  |  |  | CofA meets specifications (Done) | Neutrogena Make-up Remover Cleans Twlts. | Analytical - Web_NP8512_12.205
3OH592 | Certificate of Analysis | Certificate of Analysis | Default |  |  |  |  | CofA meets specifications (Done) | 40 gsm, Hydroentangled Nonwoven 7 7/8” with Diamond Emboss | Analytical - Applicator_36A
3OU275 | Certificate of Analysis | Certificate of Analysis | Default |  |  |  |  | CofA meets specifications (Done) | 40 gsm, Hydroentangled Nonwoven 11 3/4” with Diamond Emboss | Analytical - Applicator_36C
3OS428 | Swab Measurements | Certificate of Analysis | TM109 |  |  |  |  | CofA meets specifications (Done) | Swabstick | Analytical - REDUCED TESTING_NY_3OS428
2OP205 | Certificate of Analysis | Certificate of Analysis | Default |  |  |  |  | CofA meets specifications (Done) | Ponds Exfoliating Renewal Twlts | Analytical - Web_NP8536_11.875
6OP705PD | Certificate of Analysis | Certificate of Analysis | Default |  |  |  |  | CofA meets specifications (Done) | 10ct Galderma Cetaphil Pad | Analytical - Shipper_NY_Skip lot testing
2OB123 | Certificate of Analysis | Certificate of Analysis | Default |  |  |  |  | CofA meets specifications (Done) | PDI Prevantics Device Swab | Analytical - Web_NP5114_41.0
3OA347 | Applicator_Inspection | Certificate of Analysis | See Analyte for Method # |  |  |  |  | CofA meets specifications (Done) | Nonwoven Rolls Dispersible Unembossed - 6" width-65 gsm | Analytical-Applicator_NY_Nonwoven Rolls Dispersable Unembossed- 6" width - 65 gsm
3OA347 | Certificate of Analysis | Certificate of Analysis | Default | [5 empty] | Nonwoven Rolls Dispersible Unembossed - 6" width-65 gsm | Analytical-Applicator_NY_Nonwoven Rolls Dispersable Unembossed- 6" width - 65 gsm
2OP092 | Certificate of Analysis | Certificate of Analysis | Default |  |  |  |  | CofA meets specifications (Done) | Ponds Original Fresh 15ct Twlts. | Analytical - Web_NP8536_10
3OA911 | Certificate of Analysis | Certificate of Analysis | Default |  |  |  |  | CofA meets specifications (Done) | 55gsm Big Dot Embossed Nonwoven | Analytical - Applicator_NY_55gsm Big Dot Embossed Nonwoven
2OD024 | Certificate of Analysis | Certificate of Analysis | Default |  |  |  |  | CofA meets specifications (Done) | Wet Nap Antibacterial Hand Wipes | Analytical - Web_NP5115_7.5
3OA911 | Certificate of Analysis | Certificate of Analysis | Default |  |  |  |  | CofA meets specifications (Done) | 55gsm Big Dot Embossed Nonwoven | Analytical-Applicator_NY_Skip lot testing
3OP257 | Certificate of Analysis | Certificate of Analysis | Default |  |  |  |  | CofA meets specifications (Done) | Spunlaced Nonwoven 50gsm 100% Polyester - 37.5" | Analytical-Applicator_NY_Spunlaced Nonwoven 50 gsm 100% Polyester-37.5"
2BS420 | Certificate of Analysis | Certificate of Analysis | Default |  |  |  |  | CofA meets specifications (Done) | PDI Povidone-Iodine Swab 1's | Analytical - Web_NP3870_11.5
2QS480 | Certificate of Analysis | Certificate of Analysis | Default |  |  |  |  | CofA meets specifications (Done) | PDI Povidone - Iodine Cleansing Scrub swab | Analytical - Web_NP3870_11.5
2JC124 | Certificate of Analysis | Certificate of Analysis | Default |  |  |  |  | CofA meets specifications (Done) | PDI Povidone-Iodine Prep Pad Large | Analytical - Web_NP3870_6.0
2AA709 | Certificate of Analysis | Certificate of Analysis | Default |  |  |  |  | CofA meets specifications (Done) | Preparation H Medicated Wipes for Women | Analytical - Web_NP8504_11.0
2OP195 | Certificate of Analysis | Certificate of Analysis | Default |  |  |  |  | CofA meets specifications (Done) | Simple Kind To Skin Micellar Cleansing Wipes 25ct | Analytical - Web_NY_Skip lot testing
2OP587 | Web Inspection | Certificate of Analysis | TM101_TM107_TM132 |  |  |  |  | CofA meets specifications (Done) | Proactiv Cleansing Wipes 25ct | Analytical - Web_NP8550_12.205
2OP214 | Web Inspection | Certificate of Analysis | TM101_TM107_TM132 |  |  |  |  | CofA meets specifications (Done) | Proactiv Cleansing Wipes 25ct | Analytical - Web_NP8550_12.205
3OU265 | Certificate of Analysis | Certificate of Analysis | Default |  |  |  |  | CofA meets specifications (Done) | Spunlaced Nonwoven 50 gsm 100% Polyester – 11 1/2” | Analytical-Applicator_NY_Skip lot testing
5OP705PB | Certificate of Analysis | Certificate of Analysis | Default |  |  |  |  | CofA meets specifications (Done) | Poly Bag w/fold over top on 2" wicket | Analytical - Box_NY_Skip lot testing
2BA972 | Certificate of Analysis | Certificate of Analysis | Default | [5 empty] | Sani Pro. - Table Turners Web 75ct | Analytical - Web_NP8540_13.5
2OQ850LI | Certificate of Analysis | Certificate of Analysis | Default |  |  |  |  | CofA meets specifications (Done) | Large Deep Well Lid .560 Orifice | Analytical - Lid_11B
6ZS505PD | Certificate of Analysis | Certificate of Analysis | Default |  |  |  |  | CofA meets specifications (Done) | Generic Pad | Analytical - Shipper_NY_Skip lot testing
2OA664 | Certificate of Analysis | Certificate of Analysis | Default |  |  |  |  | CofA meets specifications (Done) | Target Up&Up Extra Large Cleansing Washcloths | Analytical - Web_NP8530_15.75
2AA592 | Certificate of Analysis | Certificate of Analysis | Default |  |  |  |  | CofA meets specifications (Done) | Prep H Medicated Wipes 48ct. | Analytical - Web_NP8504_11.0
2AP337 | Certificate of Analysis | Certificate of Analysis | Default |  |  |  |  | CofA meets specifications (Done) | Neutrogena Deep Clean MUR Wipes - Canada | Analytical - Web_NP8512_310
2BJ227 | Certificate of Analysis | Certificate of Analysis | Default |  |  |  |  | CofA meets specifications (Done) | Hygea Multi Purpose Washcloths | Analytical - Web_NY_Skip lot testing
2FJ141R | Certificate of Analysis | Certificate of Analysis | Default |  |  |  |  | CofA meets specifications (Done) | Hygea Adult Flow Wrap | Analytical - Web_NP8535_16
3BJ141 | Certificate of Analysis | Certificate of Analysis | Default |  |  |  |  | CofA meets specifications (Done) | AP1 VJ 43G 40/60 BGDOT 11.625 | Analytical-Applicator_NY_Skip lot testing
3OP065 | Applicator_Inspection | Certificate of Analysis | See Analyte for Method # |  |  |  |  | CofA meets specifications (Done) | Rolls Spunlaced Nonwoven Diamond - 60gsm | Analytical - Applicator_NY_Rolls spunlaced Nonwoven Diamond - 60gsm
3OA972 | Certificate of Analysis | Certificate of Analysis | Default |  |  |  |  | CofA meets specifications (Done) | 40 gsm, Hydroentangled Nonwoven 9" with Diamond Emboss | Analytical-Applicator_NY_40gsm Hydroentangled Nonwoven 9" with Diamond Emboss
2OP037 | Certificate of Analysis | Certificate of Analysis | Default |  |  |  |  | CofA meets specifications (Done) | Simple Kind To Skin Facial Cleansing Wipes 7ct US | Analytical - Web_NP8511_245
6FJ14143 | Certificate of Analysis | Certificate of Analysis | Default |  |  |  |  | CofA meets specifications (Done) | Hygea Premium Multi-Purpose Washcloth | Analytical - Shipper_NY_Skip lot testing
2AA922SLI | Certificate of Analysis | Certificate of Analysis | Default |  |  |  |  | CofA meets specifications (Done) | Dove Baby Wipes Solo | Analytical - Lid_NY_Skip lot testing
3OB128 | Certificate of Analysis | Certificate of Analysis | Default |  |  |  |  | CofA meets specifications (Done) | Applicator Textured Thermal Bond – 71.8 gsm – 1.25” | Analytical-Applicator_NY_Skip lot testing
5DA941TY | Certificate of Analysis | Certificate of Analysis | Default |  |  |  |  | CofA meets specifications (Done) | Target Up & Up Extra Large Cleans. Washcloths | Analytical - Box_NY_Skip lot testing
2HU120 | Certificate of Analysis | Certificate of Analysis | Default |  |  |  |  | CofA meets specifications (Done) | PDI Hygea Personal Cleansing Washcloths | Analytical - Web_NY_Skip lot testing
2OU573 | Certificate of Analysis | Certificate of Analysis | Default |  |  |  |  | CofA meets specifications (Done) | Summer's Eve Fresh Cycle Cleansing Cloths | Analytical - Web_NY_Skip lot testing
2OP138C | Certificate of Analysis | Certificate of Analysis | Default |  |  |  |  | CofA meets specifications (Done) | Large Ribbed Straight Walled Canister | Analytical - Reduced Testing_NY_Can 2OP138C
3OB108 | Applicator_Inspection | Certificate of Analysis | See Analyte for Method # |  |  |  |  | CofA meets specifications (Done) | Applicator Textured Thermal Bond - 55.8 gsm - 25 ½" | Analytical - REDUCED TESTING_NY_3OB108
2AJ170 | Certificate of Analysis | Certificate of Analysis | Default |  |  |  |  | CofA meets specifications (Done) | Cetaphil Gentle Skin Cleansing wipes 25ct | Analytical - Web_NP8530_11.0
2CA735 | Certificate of Analysis | Certificate of Analysis | Default |  |  |  |  | CofA meets specifications (Done) | Dove Baby Sensitive Moisture Wipes | Analytical - Web_NP8810_12.125
2AJ123 | Certificate of Analysis | Certificate of Analysis | Default |  |  |  |  | CofA meets specifications (Done) | Cetaphil Gentle Skin Cleansing Cloths 25ct. | Analytical - Web_NY_Skip lot testing
2OA347 | Certificate of Analysis | Certificate of Analysis | Default |  |  |  |  | CofA meets specifications (Done) | Summer's Eve Fresh Cycle Cleans. Cloths | Analytical - Web_NY_Skip lot testing
3OA347 | Certificate of Analysis | Certificate of Analysis | Default |  |  |  |  | CofA meets specifications (Done) | Nonwoven Rolls Dispersible Unembossed - 6" width-65 gsm | Microbiologu - Bioburden_Applicator_NY
6RQ55172 | Certificate of Analysis | Certificate of Analysis | Default |  |  |  |  | CofA meets specifications (Done) | Super Sani Cloth Shipper | Analytical - Shipper_NY_Skip lot testing
6AA34724 | Certificate of Analysis | Certificate of Analysis | Default |  |  |  |  | CofA meets specifications (Done) | Summer's Eve Fresh Cycle Cleansing Cloths | Analytical - Shipper_NY_Skip lot testing
2OA347SLI | Certificate of Analysis | Certificate of Analysis | Default |  |  |  |  | CofA meets specifications (Done) | Summer's Eve Fresh Cycle Cleans Cloths | Analytical - Lid_NY_Skip lot testing
6AU57314 | Certificate of Analysis | Certificate of Analysis | Default |  |  |  |  | CofA meets specifications (Done) | Summer's Eve Fresh Cycle Cleansing Cloths | Analytical - Shipper_NY_Skip lot testing
3OM304 | Applicator_Inspection | Certificate of Analysis | See Analyte for Method # |  |  |  |  | CofA meets specifications (Done) | Spunlaced Nonwoven 50 gsm 100% Polyester - 9" | Analytical-Applicator_NY_Skip lot testing
3OX465H | Certificate of Analysis | Certificate of Analysis | NA |  |  |  |  | CofA meets specifications (Done) | Handle, 26 ml | Microbiologu - Bioburden_Applicator_NY
3DQ595 | Certificate of Analysis | Certificate of Analysis | Default |  |  |  |  | CofA meets specifications (Done) | AP1 SG THERMAL SH-PP-40 30" | Analytical - Applicator_10D
2OP638 | Certificate of Analysis | Certificate of Analysis | Default |  |  |  |  | CofA meets specifications (Done) | Extra-Large Straight Walled Canister | Analytical - Reduced Testing_NY_Can 2OP638
2OP138 | Certificate of Analysis | Certificate of Analysis | Default |  |  |  |  | CofA meets specifications (Done) | Large Ribbed Straight Walled Canister | Analytical - Reduced Testing_NY_Can 2OP138
3OP195 | Certificate of Analysis | Certificate of Analysis | Default |  |  |  |  | CofA meets specifications (Done) | Spunlaced Embossed Nonwoven - 37.5" | Analytical-Applicator_NY_Skip lot testing
5BJ170BT | Certificate of Analysis | Certificate of Analysis | Default |  |  |  |  | CofA meets specifications (Done) | Cetaphil Gentle Skin Cleansing Wipes Boot | Analytical - Box_NY_Skip lot testing
3OP081 | Certificate of Analysis | Certificate of Analysis | Default |  |  |  |  | CofA meets specifications (Done) | Rolls Flat Spunlaced Nonwoven - 55 gsm | Analytical - Applicator_NY_Rolls Flat Spunlaced Nonwoven-55gsm-30"
2AP034 | Certificate of Analysis | Certificate of Analysis | Default |  |  |  |  | CofA meets specifications (Done) | Cetaphil Gentle Skin Cleansing Cloths 10ct - Canada | Analytical - Web_NY_Skip lot testing
6AP71310 | Certificate of Analysis | Certificate of Analysis | Default |  |  |  |  | CofA meets specifications (Done) | Cetaphil 10ct Unprinted Shipper | Analytical - Shipper_NY_Skip lot testing
2OP638 | Certificate of Analysis | Certificate of Analysis | Default | [5 empty] | Extra-Large Straight Walled Canister | Analytical - Lid_NY_Skip lot testing
5AU57314 | Certificate of Analysis | Certificate of Analysis | Default |  |  |  |  | CofA meets specifications (Done) | Summer's Eve Fresh Cycle Cleansing Cloths | Analytical - Box_NY_Skip lot testing
2DH211 | Certificate of Analysis | Certificate of Analysis | Default |  |  |  |  | CofA meets specifications (Done) | CVS Total Home Antibacterial Moist Wipes | Analytical - Web_NP5116_6.0
6AS27350 | Certificate of Analysis | Certificate of Analysis | Default | [5 empty] | COR CHLORASCRUB SWAB BULK | Analytical - Shipper_NY_Skip lot testing
3OP197A | Certificate of Analysis | Certificate of Analysis | Default |  |  |  |  | CofA meets specifications (Done) | Spunlaced Embossed Nonwoven - 35" | Analytical - Applicator_NY_Skip lot testing
5AA347BT | Certificate of Analysis | Certificate of Analysis | Default |  |  |  |  | CofA meets specifications (Done) | Summer's Eve Fresh Cycle Cleansing Cloths | Analytical - Box_NY_Skip lot testing
5BJ190BT | Certificate of Analysis | Certificate of Analysis | Default |  |  |  |  | CofA meets specifications (Done) | Cetaphil Gentle Skin Cleansing Cloths Boot | Analytical - Box_NY_Skip lot testing
2AU191 | Certificate of Analysis | Certificate of Analysis | Default |  |  |  |  | CofA meets specifications (Done) | Cetaphil Gentle Skin Cleans Cloths 1ct. | Analytical - Web_NP5115_7.5
2ED110 | Certificate of Analysis | Certificate of Analysis | Default |  |  |  |  | CofA meets specifications (Done) | WEB ORIGINAL W/N 4.5"/5410 | Analytical - Web_NP5410_4.5
2BJ143 | Certificate of Analysis | Certificate of Analysis | Default |  |  |  |  | CofA meets specifications (Done) | Hygea Premium Multi Purpose Washcloths | Analytical - Web_NP8530_16.25
2AP345 | Certificate of Analysis | Certificate of Analysis | Default |  |  |  |  | CofA meets specifications (Done) | AVON Makeup Remover Wipes | Analytical - Web_NY_Skip lot testing
3AQ470-A | Applicator_Inspection | Certificate of Analysis | See Analyte for Method # |  |  |  |  | CofA meets specifications (Done) | Rolls Spunlaced Nonwoven – 37.75” – 50gsm | Analytical-Applicator_NY_Rolls Spunlaced Nonwoven - 37.75"-50gsm
5OH382PD | Certificate of Analysis | Certificate of Analysis | Default |  |  |  |  | CofA meets specifications (Done) | PAD 11-5/8"X 9-1/2" GR-182 | Analytical - Box_NY_Skip lot testing
2OP072 | Certificate of Analysis | Certificate of Analysis | Default |  |  |  |  | CofA meets specifications (Done) | Simple Kind To Skin Facial Cleansing Wipes 7ct Canada | Analytical - Web_NP8511_245
6NQ86984 | Certificate of Analysis | Certificate of Analysis | Default |  |  |  |  | CofA meets specifications (Done) | Super Sani Cloth XL 65ct. Shipper | Analytical - SHIP_NY_44K_100_15.375-10.5625-9.625
5OP073BT | Certificate of Analysis | Certificate of Analysis | Default |  |  |  |  | CofA meets specifications (Done) | Ponds Luminous Clean Twlts. | Analytical - Box_NY_Skip lot testing
6AP06325 | Certificate of Analysis | Certificate of Analysis | Default |  |  |  |  | CofA meets specifications (Done) | Simple Kind To Skin Facial 25ct Shipper | Analytical - Shipper_NY_Skip lot testing
3OU351 | Certificate of Analysis | Certificate of Analysis | NA |  |  |  |  | CofA meets specifications (Done) | 1.25 oz/sy (42.4 gsm) Ultrasoft Spunbond Nonwoven White | Analytical-Applicator_NY_1.25 oz/sy - 42.4gsm Spunbound Nonwoven
2AU444 | Certificate of Analysis | Certificate of Analysis | Default |  |  |  |  | CofA meets specifications (Done) | Prep H Totables 1ct Packette | Analytical - Web_NP5115_7.5
6RQ55172 | Certificate of Analysis | Certificate of Analysis | Default |  |  |  |  | CofA meets specifications (Done) | Super Sani Cloth Shipper | Analytical - SHIP_NY_44K_100_15.1875-10.1875-15.1875
3OP920 | Certificate of Analysis | Certificate of Analysis | Default |  |  |  |  | CofA meets specifications (Done) | SMS Nonwovens Honeycomb Embossed- 35 gsm - 953 mm | Analytical-Applicator_NY_SMS Nonwovens Honeycomb Embossed- 35 gsm - 37.5"
2SS273 | Certificate of Analysis | Certificate of Analysis | Default |  |  |  |  | CofA meets specifications (Done) | PDI Prevantics Maxi Swabstick | Analytical - Web_NP3860_15.5
6AP07328 | Certificate of Analysis | Certificate of Analysis | Default |  |  |  |  | CofA meets specifications (Done) | Ponds Luminous Clean USA 28ct Shipper | Analytical - Shipper_NY_Skip lot testing
3OX510H | Certificate of Analysis | Certificate of Analysis | NA |  |  |  |  | CofA meets specifications (Done) | Handle, 5.1 ml | Analytical - Handle, 5.1 ml
3OH143 | Applicator_Inspection | Certificate of Analysis | See Analyte for Method # |  |  |  |  | CofA meets specifications (Done) | Embossed Spunlaced Nonwoven 45 gsm – 7” | Analytical - Applicator_NY_Embossed Spunlaced Nonwoven 45 gsm – 7”
2OQ850 | Certificate of Analysis | Certificate of Analysis | Default |  |  |  |  | CofA meets specifications (Done) | Canister - Extra Large, Ribbed, White | Analytical - Skip Lot Release_NY_2OQ850
2AP210 | Certificate of Analysis | Certificate of Analysis | Default |  |  |  |  | CofA meets specifications (Done) | L' Oreal Vichy Makeup Removing Micellar Cleans Wipes | Analytical - Web_NP8542_11.0
2OP213 | Certificate of Analysis | Certificate of Analysis | Default |  |  |  |  | CofA meets specifications (Done) | Garnier Skin Active Clean Micellar Makeup Remover Cleans. Twlts. - Canada | Analytical - Web_NP8541_11
2OB963 | Certificate of Analysis | Certificate of Analysis | Default |  |  |  |  | CofA meets specifications (Done) | Tender - After Bite Wipe | Analytical - Web_NP5115_4.5
2OP067 | Certificate of Analysis | Certificate of Analysis | Default |  |  |  |  | CofA meets specifications (Done) | Ponds Original Fresh 28ct Twlts. - Canada | Analytical - Web_NP8536_11.875
3OC585 | Applicator_Inspection | Certificate of Analysis | See Analyte for Method # |  |  |  |  | CofA meets specifications (Done) | 55 gsm unembossed spunlaced nonwoven- 6" | Analytical - Applicator_NY_55 gsm Unembossed Spunlaced Nonwoven – 6”
5BJ324BT | Certificate of Analysis | Certificate of Analysis | Default |  |  |  |  | CofA meets specifications (Done) | Cetaphil Gentle Skin Cleansing Cloths Boot | Analytical - Box_NY_Skip lot testing
2OS123 | Certificate of Analysis | Certificate of Analysis | Default |  |  |  |  | CofA meets specifications (Done) | Betadine Solution Swabstick | Analytical - Web_NP3870_11.5
2OS456 | Certificate of Analysis | Certificate of Analysis | Default |  |  |  |  | CofA meets specifications (Done) | Betadine Solution Swabstick | Analytical - Web_NP3870_11.5
2OH450 | Certificate of Analysis | Certificate of Analysis | Default |  |  |  |  | CofA meets specifications (Done) | CVS Health Cleansing Cloths | Analytical - Web_NY_Skip lot testing
2BU275 | Certificate of Analysis | Certificate of Analysis | Default |  |  |  |  | CofA meets specifications (Done) | PDI Sani-Cloth AF3 | Analytical - Web_NP3895_8.5
2AU372W | Certificate of Analysis | Certificate of Analysis | Default |  |  |  |  | CofA meets specifications (Done) | Harmon Smart Values Flushable Cleans Clths. | Analytical - Web_NY_Skip lot testing
2OD029 | Certificate of Analysis | Certificate of Analysis | Default |  |  |  |  | CofA meets specifications (Done) | Color & Co. Stain Eraser Color-Removing Wipe | Analytical - Web_NP5115_7.5
6DP13872 | Certificate of Analysis | Certificate of Analysis | Default |  |  |  |  | CofA meets specifications (Done) | PDI Sani Cloth AF3 Shipper | Analytical - Shipper_NY_Skip lot testing
6AM70172 | Certificate of Analysis | Certificate of Analysis | Default |  |  |  |  | CofA meets specifications (Done) | Sani Professional No-Rinse Sanitizing Multi-Surface Wipes | Analytical - Shipper_NY_Skip lot testing
2SB108 | Certificate of Analysis | Certificate of Analysis | Default |  |  |  |  | CofA meets specifications (Done) | PDI Prevantics Swab Packette | Analytical - Web_NP5114_41.0
5BU37230 | Certificate of Analysis | Certificate of Analysis | Default |  |  |  |  | CofA meets specifications (Done) | Harmon Smart Values Flushable Cleans Cloth. | Analytical - Box_NY_Skip lot testing
2OM304 | Certificate of Analysis | Certificate of Analysis | Default |  |  |  |  | CofA meets specifications (Done) | Sani Pro - Table Turners Web 72ct. | Analytical - Web_NP8540_16.0
2OQ882LI | Certificate of Analysis | Certificate of Analysis | Default |  |  |  |  | CofA meets specifications (Done) | LID LG DW DP GREEN 560 ORIFICE | Analytical - Lid_12A
2BJ123 | Certificate of Analysis | Certificate of Analysis | Default |  |  |  |  | CofA meets specifications (Done) | Cetaphil Gentle Skin Cleansing Cloths 25ct | Analytical - Web_NP8550_11
3OQ222 | Certificate of Analysis | Certificate of Analysis | Default | [5 empty] | Applicator - 30" Embossed Spunlaced Nonwoven | Analytical-Applicator_NY_ Embossed Spunlaced Nonwoven - 37 1/2"
2OM701 | Certificate of Analysis | Certificate of Analysis | Default |  |  |  |  | CofA meets specifications (Done) | Sani Pro - Table Turners Web 72ct Canada | Analytical - Web_NP8540_16.0
3OH581 | Certificate of Analysis | Certificate of Analysis | Default |  |  |  |  | CofA meets specifications (Done) | Spunlaced Nonwoven 50 gsm 100% Polyester – 7” | Analytical-Applicator_NY_Skip lot testing
6OQ22272 | Certificate of Analysis | Certificate of Analysis | Default |  |  |  |  | CofA meets specifications (Done) | 12ct Large Canister shipper | Analytical - Shipper_NY_Skip lot testing
6PQ89072 | Certificate of Analysis | Certificate of Analysis | Default |  |  |  |  | CofA meets specifications (Done) | PDI Sani-Cloth Plus Shipper | Analytical - Shipper_NY_Skip lot testing
2ED110 | Certificate of Analysis | Certificate of Analysis | Default | [5 empty] | WEB ORIGINAL W/N 4.5"/5410 | Analytical - Web_NY_Skip lot testing
2AA347 | Web Inspection | Certificate of Analysis | TM101_TM107_TM132 |  |  |  |  | CofA meets specifications (Done) | Summer's Eve Fresh Cycle Cleans. Cloths | Analytical - Web_NP8550_10.25
2AA632 | Certificate of Analysis | Certificate of Analysis | Default |  |  |  |  | CofA meets specifications (Done) | Prep H Medicated Hemorrhoidal Wipes | Analytical - Web_NP8504_11.75
2OP067 | Certificate of Analysis | Certificate of Analysis | Default | [5 empty] | Ponds Original Fresh 28ct Twlts. - Canada | Analytical - Web_NY_Skip lot testing
2BQ471LI | Certificate of Analysis | Certificate of Analysis | Default |  |  |  |  | CofA meets specifications (Done) | Medium Deep Well Lid with 560 Orifice Trans Blue | Analytical - Lid_04F_560
8OP09300 | Certificate of Analysis | Certificate of Analysis | TM141_TM143 |  |  |  |  | CofA meets specifications (Done) | Noxzema Ultimate Clear Anti-Blemish Pads -Front | Analytical - Label_NY_NP7110_2.55-3
3OD186 | Applicator_Inspection | Certificate of Analysis | See Analyte for Method # |  |  |  |  | CofA meets specifications (Done) | Paper Crepe 23 lb., 7 3/4" | Analytical - Applicator_NY_Paper Crepe 23 lb., 7 3/4"
3OX465Q | Certificate of Analysis | Certificate of Analysis | Default | [5 empty] | Swabstick, Cotton - Tipped | Analytical - Swab_NY_Swabstick, Cotton-Tipped
3OX105F | Certificate of Analysis | Certificate of Analysis | Default |  |  |  |  | CofA meets specifications (Done) | Foam 10.5 mL | Analytical-Applicatpr_NY_Foam 10.5ml
8OP09301 | Certificate of Analysis | Certificate of Analysis | TM141_TM143 |  |  |  |  | CofA meets specifications (Done) | Noxzema Ultimate Clear Anti-Blemish Pads -Back | Analytical - Label_NY_NP7110_2.55-5
2BH592 | Certificate of Analysis | Certificate of Analysis | Default |  |  |  |  | CofA meets specifications (Done) | Sani-Cloth AF3 | Analytical - Web_NP3895_6.0
2CD333 | Certificate of Analysis | Certificate of Analysis | Default |  |  |  |  | CofA meets specifications (Done) | Sani Professional Sani Hands Packette | Analytical - Web_NP5115_4.5
3OQ222 | Certificate of Analysis | Certificate of Analysis | Default |  |  |  |  | CofA meets specifications (Done) | Applicator - 30" Embossed Spunlaced Nonwoven | Analytical-Applicator_NY_36" Embossed Spunlaced Nonwoven
3OQ444 | Certificate of Analysis | Certificate of Analysis | Default | [5 empty] | Applicator- 36" Embossed Spunlaced Nonwoven | Analytical-Applicator_NY_ 30" Embossed Spunlaced Nonwoven
3AU228 | Certificate of Analysis | Certificate of Analysis | Default |  |  |  |  | CofA meets specifications (Done) | AP1 SP SPUNLACE 55G 50/50 7.5 | Analytical-Applicator_NY_Skip lot testing
5BA347BT | Certificate of Analysis | Certificate of Analysis | Default |  |  |  |  | CofA meets specifications (Done) | Summer's Eve Fresh Cycle Cleansing Cloths | Analytical - Box_NY_Skip lot testing
6CP22884 | Certificate of Analysis | Certificate of Analysis | Default | [5 empty] | Sani Professional Sani-Cloth Disinfecting Wipes | Analytical - SHIP_NY_44K_100_15.375-10.5625-9.625
2OP079 | Certificate of Analysis | Certificate of Analysis | Default |  |  |  |  | CofA meets specifications (Done) | L 'Oreal Paris Revitalift MUR Cleans Wipes Canada | Analytical - Web_NP8541_12.205
3OQ333 | Certificate of Analysis | Certificate of Analysis | Default |  |  |  |  | CofA meets specifications (Done) | Embossed Spunlaced Nonwoven - 37 1/2" | Analytical-Applicator_NY_36" Embossed Spunlaced Nonwoven
3OQ444 | Certificate of Analysis | Certificate of Analysis | Default | [5 empty] | Applicator- 36" Embossed Spunlaced Nonwoven | Analytical-Applicator_NY_ Embossed Spunlaced Nonwoven - 37 1/2"
2HA580 | Certificate of Analysis | Certificate of Analysis | Default |  |  |  |  | CofA meets specifications (Done) | Sani Table Turners Web | Analytical - Web_NP8540_17.0
6OU12066 | Certificate of Analysis | Certificate of Analysis | Default |  |  |  |  | CofA meets specifications (Done) | CRU 17-13/16X15-1/8X9 40ECT | Analytical - Shipper_NY_Skip lot testing
2RB114X | Certificate of Analysis | Certificate of Analysis | Default |  |  |  |  | CofA meets specifications (Done) | PDI Prevantics Skin Swab Packette | Analytical - Web_NP3860_5.0
2BQ084LI | Certificate of Analysis | Certificate of Analysis | Default |  |  |  |  | CofA meets specifications (Done) | Large Deep Well Lid 560 Orifice | Analytical - Lid_11A
3OU252 | Certificate of Analysis | Certificate of Analysis | Default |  |  |  |  | CofA meets specifications (Done) | Nonwoven Rolls Spunlaced Nonwoven - 9" - 67.8gsm | Analytical-Applicator_NY_Skip lot testing
2BQ551LI | Certificate of Analysis | Certificate of Analysis | Default | [5 empty] | Large Deep Well Lid PDI Orifice | Analytical-Applicator_NY_Skip lot testing
3OA580 | Certificate of Analysis | Certificate of Analysis | Default |  |  |  |  | CofA meets specifications (Done) | 45 gsm, Hydroentangled Nonwoven 11-1/2” | Analytical - Lid_NY_Skip lot testing
9OX465GL | Certificate of Analysis | Certificate of Analysis | TM141_TM143 |  |  |  |  | CofA meets specifications (Done) | Hot Melt Adhesive, BAM 418 | Analytical - NY_Glue_01
2EU351 | Certificate of Analysis | Certificate of Analysis (ELLI) | TM141_TM143 |  |  |  |  | COA Meets Specification (Done) | Qbrexza Web 1ct | Analytical - Web_NP5211_7.0
2OU611 | Certificate of Analysis | Certificate of Analysis (ELLI) | TM141_TM143 |  |  |  |  | COA Meets Specification (Done) | Qbrexza Web 1ct | Analytical - Web_NP5211_7.0
3OU351 | Certificate of Analysis | Certificate of Analysis (ELLI) | NA |  |  |  |  | COA Meets Specification (Done) | 1.25 oz/sy (42.4 gsm) Ultrasoft Spunbond Nonwoven White | Analytical-Applicator_NY_1.25 oz/sy - 42.4gsm Spunbound Nonwoven
2OQ850 | Canister Release | Certificate of Analysis Review | NA |  |  |  |  | C of A Meet Specifications (Done) | Canister - Extra Large, Ribbed, White | Analytical - Skip Lot Release_NY_2OQ850
2OQ753 | Canister Release | Certificate of Analysis Review | NA |  |  |  |  | C of A Meet Specifications (Done) | CAN LARGE CANISTER COPOLYMER | Analytical - Skip Lot Release_NY_2OQ753
2OQ850X | Canister Release | Certificate of Analysis Review | NA |  |  |  |  | C of A Meet Specifications (Done) | Canister - Extra Large, Ribbed, White | Analytical - Skip Lot Release_NY_2OQ850X
2OQ753X | Canister Release | Certificate of Analysis Review | NA |  |  |  |  | C of A Meet Specifications (Done) | Canister - Large, Ribbed, White | Analytical - Skip Lot Relrase_NY_2OQ753X
2OQ850 | Canister Release | Certificate of Analysis Review | NA | [5 empty] | Canister - Extra Large, Ribbed, White | Analytical - Reduced Testing_NY_Can 2OQ850
2OQ850 | Canister Release | Certificate of Analysis Review | NA |  |  |  |  | C of A Meet Specifications (Done) | Canister - Extra Large, Ribbed, White | Analytical - Skip Lot Release_NY_2OQ850X
2OQ850X | Canister Release | Certificate of Analysis Review | NA | [5 empty] | Canister - Extra Large, Ribbed, White | Analytical - Skip Lot Release_NY_2OQ850
2OP093 | Canister Release | Certificate of Analysis Review | NA |  |  |  |  | C of A Meet Specifications (Done) | 10oz. Blue HDPE Bottle Grade Jar | Analytical - Skip Lot Release_NY_2OP093
2OQ753 | Canister Release | Certificate of Analysis Review | NA |  |  |  |  | C of A Meet Specifications (Done) | CAN LARGE CANISTER COPOLYMER | Analytical - Reduced Testing_NY_Can 2OQ753
2OP134 | Canister Release | Certificate of Analysis Review | NA |  |  |  |  | C of A Meet Specifications (Done) | Canister - Medium, Tapered White 4.1" | Analytical - Skip Lot Release_NY_2OP134
2OQ753X | Canister Release | Certificate of Analysis Review | NA | [5 empty] | Canister - Large, Ribbed, White | Analytical - Skip Lot Release_NY_2OQ850X
2OQ850X | Canister Release | Certificate of Analysis Review | NA |  |  |  |  | C of A Meet Specifications (Done) | Canister - Extra Large, Ribbed, White | Analytical - Skip Lot Relrase_NY_2OQ753X
6AP06325 | Canister Release | Certificate of Analysis Review | NA |  |  |  |  | C of A Meet Specifications (Done) | Simple Kind To Skin Facial 25ct Shipper | Analytical - Skip Lot Release_NY_2OQ850X
2OQ753X | Canister Release | Certificate of Analysis Review | NA | [5 empty] | Canister - Large, Ribbed, White | Analytical - Reduced Testing_NY_Can 2OQ753 X
2BQ551LI | Canister Release | Certificate of Analysis Review | NA |  |  |  |  | C of A Meet Specifications (Done) | Large Deep Well Lid PDI Orifice | Analytical - Skip Lot Release_NY_2OQ850
2OP138 | Canister Release | Certificate of Analysis Review | NA |  |  |  |  | C of A Meet Specifications (Done) | Large Ribbed Straight Walled Canister | Analytical - Reduced Testing_NY_Can 2OP138
2OP638 | Canister Release | Certificate of Analysis Review | NA |  |  |  |  | C of A Meet Specifications (Done) | Extra-Large Straight Walled Canister | Analytical - Skip Lot Relrase_NY_2OP638
2OP138 | Canister Release | Certificate of Analysis Review | NA |  |  |  |  | C of A Meet Specifications (Done) | Large Ribbed Straight Walled Canister | Analytical - Skip Lot Relrase_NY_2OP138
2OP638LI | Canister Release | Certificate of Analysis Review | NA |  |  |  |  | C of A Meet Specifications (Done) | Large Deep Well Lid PDI Orifice Translucent Gray | Analytical - Skip Lot Relrase_NY_2OP638
2OP138C | Canister Release | Certificate of Analysis Review | NA |  |  |  |  | C of A Meet Specifications (Done) | Large Ribbed Straight Walled Canister | Analytical - Skip Lot Relrase_NY_2OP138C
2OQ753 | Canister Release | Certificate of Analysis Review | NA |  |  |  |  | C of A Meet Specifications (Done) | CAN LARGE CANISTER COPOLYMER | Analytical - Skip Lot Release_NY_2OQ850
2OQ850 | Canister Release | Certificate of Analysis Review | NA | [5 empty] | Canister - Extra Large, Ribbed, White | Analytical - Skip Lot Release_NY_2OQ753
2OP638 | Canister Release | Certificate of Analysis Review | NA |  |  |  |  | C of A Meet Specifications (Done) | Extra-Large Straight Walled Canister | Analytical - Reduced Testing_NY_Can 2OP638
2OP134 | Canister Release | Certificate of Analysis Review | NA |  |  |  |  | C of A Meet Specifications (Done) | Canister - Medium, Tapered White 4.1" | Analytical - Reduced Testing_NY_Can 2OP134
2OP138 | Canister Release | Certificate of Analysis Review | NA |  |  |  |  | C of A Meet Specifications (Done) | Large Ribbed Straight Walled Canister | Analytical - Skip Lot Relrase_NY_2OP138C
2OP138C | Canister Release | Certificate of Analysis Review | NA |  |  |  |  | C of A Meet Specifications (Done) | Large Ribbed Straight Walled Canister | Analytical - Skip Lot Relrase_NY_2OP138
2OP138 | Canister Release | Certificate of Analysis Review | NA |  |  |  |  | C of A Meet Specifications (Done) | Large Ribbed Straight Walled Canister | Analytical - Skip Lot Relrase_NY_2OP638
2OP638 | Canister Release | Certificate of Analysis Review | NA |  |  |  |  | C of A Meet Specifications (Done) | Extra-Large Straight Walled Canister | Analytical - Skip Lot Relrase_NY_2OP138
4ABBY12 | Canister Release | Certificate of Analysis Review | NA |  |  |  |  | C of A Meet Specifications (Done) | Liq Natural Baby | Analytical - Skip Lot Relrase_NY_2OP638
5AP027TY | Certificate of Compliance | Certificate of Compliance | Default |  |  |  |  | CofC meets specifications (Done) | TY PLASTIC NEUTROG DP CLN 25CT | Analytical - Box_57A
2OA632SLI | Certificate of Compliance | Certificate of Compliance | Default |  |  |  |  | CofC meets specifications (Done) | Preparation H Medicated Hemorrhoidal Wipes | Analytical - Lid_NY_Prep H medicated Hemorrhoidal Wipes
2AA922SLI | Certificate of Compliance | Certificate of Compliance | Default | [5 empty] | Dove Baby Wipes Solo | Analytical - Lid_01V
2OA347SLI | Certificate of Compliance | Certificate of Compliance | Default |  |  |  |  | CofC meets specifications (Done) | Summer's Eve Fresh Cycle Cleans Cloths | Analytical - Lid_NY_Summer's Eve Fresh Cycle
2AJ170SLI | Certificate of Compliance | Certificate of Compliance | Default |  |  |  |  | CofC meets specifications (Done) | Cetaphil Gentle Skin Cleansing Wipes Solo | Analytical - Lid_NY_NP7600_22FA
2AJ324SLI | Certificate of Compliance | Certificate of Compliance | Default |  |  |  |  | CofC meets specifications (Done) | Cetaphil Gentle Skin Cleansing Wipes Solo | Analytical - Lid_NY_NP7600_22X
2OJ213SLI | Certificate of Compliance | Certificate of Compliance | Default |  |  |  |  | CofC meets specifications (Done) | LID SOLO HYGEA MULTIPURPOSE | Analytical - Lid_01A
6BP25372 | Shipper Inspection | Certificate of Compliance | TM141_TM143 |  |  |  |  | CofC meets specifications (Done) | PDI Sani Cloth prime Shipper | Analytical - SHIP_NY_44K_100_15.1875-10.1875-15.1875
2OJ130SLI | Certificate of Compliance | Certificate of Compliance | Default |  |  |  |  | CofC meets specifications (Done) | Cetaphil Gentle Skin Cleansing Wipes Solo | Analytical - Lid_NY_NP7600_22Y
2OJ124SLI | Certificate of Compliance | Certificate of Compliance | Default |  |  |  |  | CofC meets specifications (Done) | Cetaphil Gentle Skin Cleansing Wipes Solo | Analytical - Lid_NY_Cetaphil Gentle Skin cleansing wipes solo
2OA592SLI | Certificate of Compliance | Certificate of Compliance | Default |  |  |  |  | CofC meets specifications (Done) | Prep-H Medicated Wipes Solo | Analytical - Lid_NY_NP7600_22S
2OM304SLI | Certificate of Compliance | Certificate of Compliance | Default |  |  |  |  | CofC meets specifications (Done) | Sani Professional No-Rinse Sanitizing Solo | Analytical - Lid_No-Rinse sanitizing Solo
2CA580SLI | Certificate of Compliance | Certificate of Compliance | Default |  |  |  |  | CofC meets specifications (Done) | Table Turners Cleaning Multi-Surface Wipes | Analytical - Lid_01R
2AA714SLI | Certificate of Compliance | Certificate of Compliance | Default |  |  |  |  | CofC meets specifications (Done) | Dove Baby Wipes Solo | Analytical - Lid_01V
2AA922SLI | Certificate of Compliance | Certificate of Compliance | Default |  |  |  |  | CofC meets specifications (Done) | Dove Baby Wipes Solo | Analytical - Lid_NY_Skip lot testing
2AA592SLI | Certificate of Compliance | Certificate of Compliance | Default |  |  |  |  | CofC meets specifications (Done) | Preparation H Medicated Hemorrhoidal Wipes | Analytical - Lid_NY_NP7600_22R1
2AJ190SLI | Certificate of Compliance | Certificate of Compliance | Default |  |  |  |  | CofC meets specifications (Done) | Cetaphil Gentle Skin Cleansing Wipes Solo | Analytical - Lid_NY_NP7600_22V
2OM701SLI | Certificate of Compliance | Certificate of Compliance | Default |  |  |  |  | CofC meets specifications (Done) | Sani Professional No-Rinse Sanitizing Solo | Analytical - Lid_No-Rinse sanitizing Solo_01
2AA284SLI | Certificate of Compliance | Certificate of Compliance | Default |  |  |  |  | CofC meets specifications (Done) | Preparation H Solo | Analytical - Lid_01B
8AP13800 | Certificate of Conformance | Certificate of Conformance | Default |  |  |  |  | CoC meets specifications (Done) | PDI Sani Cloth AF3 Front Label | Analytical - Label_NY_Skip lot testing
8BP13801 | Certificate of Conformance | Certificate of Conformance | Default |  |  |  |  | CoC meets specifications (Done) | PDI Sani Cloth AF3 Back Label | Analytical - Label_NY_Skip lot testing
8OP27200 | Certificate of Conformance | Certificate of Conformance | Default |  |  |  |  | CoC meets specifications (Done) | Eco-Wipe Duo | Analytical - Label_NY_Skip lot testing
8OP27201 | Certificate of Conformance | Certificate of Conformance | Default |  |  |  |  | CoC meets specifications (Done) | Eco-Wipe Duo | Analytical - Label_NY_Skip lot testing
8OA407SI | Certificate of Conformance | Certificate of Conformance | Default |  |  |  |  | CoC meets specifications (Done) | Feminine Hygiene Solo Lid Inner Label | Analytical - Label_A10
8CH128CK | Certificate of Conformance | Certificate of Conformance | Default |  |  |  |  | CoC meets specifications (Done) | CVS Hand Sanitizer Wipes Packet | Analytical - Label_NY_NP7030_9-2.625
8BB196CK | Certificate of Conformance | Certificate of Conformance | Default |  |  |  |  | CoC meets specifications (Done) | PDI Prevantics Device Swab Case label | Analytical - Label_NY_NP7030_6-5
8LQ55101 | Certificate of Conformance | Certificate of Conformance | Default |  |  |  |  | CoC meets specifications (Done) | PDI Super Sani Cloth 160ct. | Analytical - Label_NY_Skip lot testing
8LQ55100 | Certificate of Conformance | Certificate of Conformance | Default |  |  |  |  | CoC meets specifications (Done) | PDI Super Sani Cloth 160ct. | Analytical - Label_NY_Skip lot testing
8OP08700 | Certificate of Conformance | Certificate of Conformance | Default |  |  |  |  | CoC meets specifications (Done) | Cetaphil Gentle Makeup Removing Wipes | Analytical - Label_NY_Skip lot testing
8OP065RSL | Certificate of Conformance | Certificate of Conformance | Default |  |  |  |  | CoC meets specifications (Done) | Ponds Evening Soothe Twlts. | Analytical - Label_NY_NP9995_2.625-3.375
8OP25701 | Certificate of Conformance | Certificate of Conformance | Default |  |  |  |  | CoC meets specifications (Done) | PDI Sani Cloth Bleach 65ct. | Analytical - Label_A41
8OP25700 | Certificate of Conformance | Certificate of Conformance | Default |  |  |  |  | CoC meets specifications (Done) | PDI Sani Cloth Bleach 65ct. | Analytical - Label_NY_Skip lot testing
8GQ772SK | Certificate of Conformance | Certificate of Conformance | Default |  |  |  |  | CoC meets specifications (Done) | LBL PDI BILINE NOT A SKIN WIPE | Analytical - Label_B03
8OP22900RF | Certificate of Conformance | Certificate of Conformance | Default |  |  |  |  | CoC meets specifications (Done) | Neutrogena Naturals Purifying Makeup Remover | Analytical - Label_NY_NP98371_78-61
8AP713RSL | Certificate of Conformance | Certificate of Conformance | Default |  |  |  |  | CoC meets specifications (Done) | Cetaphil Gentle Skin Cleansing Cloths Reseal | Analytical - Label_NY_Skip lot testing
8BP54001 | Certificate of Conformance | Certificate of Conformance | Default |  |  |  |  | CoC meets specifications (Done) | PDI Sani Cloth Bleach 75ct | Analytical - Label_NY_Skip lot testing
8DP54000 | Certificate of Conformance | Certificate of Conformance | Default |  |  |  |  | CoC meets specifications (Done) | PDI Sani Cloth Bleach 75ct | Analytical - Label_NY_Skip lot testing
8DQ85400 | Certificate of Conformance | Certificate of Conformance | Default |  |  |  |  | CoC meets specifications (Done) | LBL PDI SANI CLOTH HB 65CT CAN FRT NP7100 | Analytical - Label_NY_Skip lot testing
8DQ85401 | Certificate of Conformance | Certificate of Conformance | Default |  |  |  |  | CoC meets specifications (Done) | LBL PDI SANI CLOTH HB 65CT CAN BCK NP7100 | Analytical - Label_NY_Skip lot testing
8FQ859CK | Certificate of Conformance | Certificate of Conformance | Default |  |  |  |  | CoC meets specifications (Done) | PDI Sani Cloth Plus 65ct Canada | Analytical - Label_NY_NP7030_9-7
2BP308SLI | Certificate of Conformance | Certificate of Conformance | Default |  |  |  |  | CoC meets specifications (Done) | Aveeno Ultra-Calming Makeup removing Wipes | Analytical - Lid_Aveeno Ultra-Calming MUR
8OP19500 | Certificate of Conformance | Certificate of Conformance | Default |  |  |  |  | CoC meets specifications (Done) | Simple Sensitive Skin Experts Micellar Cleansing Wipes 25ct | Analytical - Label_NY_NP9840_87-75
8OP03700 | Certificate of Conformance | Certificate of Conformance | Default |  |  |  |  | CoC meets specifications (Done) | Simple Sensitive Skin Experts Cleans. Facial Wipes 25ct US | Analytical - Label_NY_NP9840_87-75
8OP07200 | Certificate of Conformance | Certificate of Conformance | Default |  |  |  |  | CoC meets specifications (Done) | Simple Sensitive Skin Experts Cleans. Facial Wipes 7ct Canada | Analytical - Label_NY_NP9840_87-75
8OP223RSL | Certificate of Conformance | Certificate of Conformance | Default |  |  |  |  | CoC meets specifications (Done) | Simple Sensitive Skin Experts Cleans. Facial Wipes 25ct | Analytical - Label_NY_NP9840_87-75
8BP12801 | Certificate of Conformance | Certificate of Conformance | Default |  |  |  |  | CoC meets specifications (Done) | PDI Sani Hands Sanitizing Wipes | Analytical - Label_NY_NP7200_4.5-4
8CP12800 | Certificate of Conformance | Certificate of Conformance | Default |  |  |  |  | CoC meets specifications (Done) | PDI Sani Hands Sanitizing Wipes | Analytical - Label_NY_NP7200_4.5-4
8EP15901 | Certificate of Conformance | Certificate of Conformance | Default |  |  |  |  | CoC meets specifications (Done) | PDI Sani-Hands 220ct Back Label | Analytical - Label_NY_NP7200_6.25-4
8OU372CK | Certificate of Conformance | Certificate of Conformance | Default |  |  |  |  | CoC meets specifications (Done) | Harmon 20ct MTT Single Packets Case Label | Analytical - Label_NY_NP7030_9-2.625
8BP128CK | Certificate of Conformance | Certificate of Conformance | Default |  |  |  |  | CoC meets specifications (Done) | PDI Sani Hands Sanitizing Wipes Case Label | Analytical - Label_NY_NP7030_9-2.625
8QB11400 | Certificate of Conformance | Certificate of Conformance | Default |  |  |  |  | CoC meets specifications (Done) | PDI Prevantics Swab Case Label | Analytical - Label_NY_NP7030_6-5
2OX465B | Certificate of Conformance | Certificate of Conformance | Default |  |  |  |  | CoC meets specifications (Done) | Bottle, 26ml | Analytical - Bottle, 26ml
8OP308SIRF | Certificate of Conformance | Certificate of Conformance | Default |  |  |  |  | CoC meets specifications (Done) | Remove Completely Label | Analytical - Label_NY_NP9300_2-1.375
8NS40750 | Certificate of Conformance | Certificate of Conformance | Default |  |  |  |  | CoC meets specifications (Done) | PDI Prevantics Swabstick Case Label | Analytical - Label_NY_NP7030_6-5
8CP15900 | Certificate of Conformance | Certificate of Conformance | Default |  |  |  |  | CoC meets specifications (Done) | PDI Sani-Hands 220ct Front Label | Analytical - Label_NY_NP7100/NP7200_6-3.75
2OX510B | Certificate of Conformance | Certificate of Conformance | Default |  |  |  |  | CoC meets specifications (Done) | Bottle, 5.1ml | Microbiologu - Bioburden_Applicator_NY
3OX465F | Certificate of Conformance | Certificate of Conformance | Default |  |  |  |  | CoC meets specifications (Done) | Foam 26 ml | Microbiologu - Bioburden_Applicator_NY
8AA654SI | Certificate of Conformance | Certificate of Conformance | Default |  |  |  |  | CoC meets specifications (Done) | LBL Remove Completely Label | Analytical - Label_A10
8AP66701 | Certificate of Conformance | Certificate of Conformance | Default |  |  |  |  | CoC meets specifications (Done) | Sani Professional No Rinse Sanitizing Multi-Surface Wipes | Analytical - Label_NY_Skip lot testing
8OP66700 | Certificate of Conformance | Certificate of Conformance | Default |  |  |  |  | CoC meets specifications (Done) | Sani Professional No Rinse Sanitizing Multi-Surface Wipes | Analytical - Label_NY_Skip lot testing
8MB10800 | Certificate of Conformance | Certificate of Conformance | Default |  |  |  |  | CoC meets specifications (Done) | PDI Prevantics Swab Case Label | Analytical - Label_NY_NP7030_6-5
8AP34500A | Certificate of Conformance | Certificate of Conformance | Default |  |  |  |  | CoC meets specifications (Done) | Avon Makeup Remover Wipes Reseal. | Analytical - Label_NY_NP9800_3.375-2.3437
8OP260RSL | Certificate of Conformance | Certificate of Conformance | Default |  |  |  |  | CoC meets specifications (Done) | Avon ANEW Clean Facial Cleans. Wipes Reseal. | Analytical - Label_NY_NP7700_3.375-2.3437
8CP13400 | Certificate of Conformance | Certificate of Conformance | Default | [5 empty] | PDI Sani-Hands 135ct Front Label | Analytical - Label_NY_Skip lot testing
8DP13401 | Certificate of Conformance | Certificate of Conformance | Default |  |  |  |  | CoC meets specifications (Done) | PDI Sani-Hands 135ct Back Label | Analytical - Label_NY_NP7200_4.5-4
8JQ86901 | Certificate of Conformance | Certificate of Conformance | Default |  |  |  |  | CoC meets specifications (Done) | PDI Super Sani Cloth XL 65ct | Analytical - Label_NY_Skip lot testing
8HQ86900 | Certificate of Conformance | Certificate of Conformance | Default |  |  |  |  | CoC meets specifications (Done) | PDI Super Sani Cloth 65ct | Analytical - Label_NY_Skip lot testing
8OP227RSL | Certificate of Conformance | Certificate of Conformance | Default |  |  |  |  | CoC meets specifications (Done) | LBL Rigid L' Oreal CCL NP9997 | Analytical - Label_NY_NP9997_2.625-3.375
5AB123CP | Certificate of Conformance | Certificate of Conformance | Default |  |  |  |  | CoC meets specifications (Done) | Clear Hang Tab w/Hang Tite 203A Clear Adhesive | Analytical - Label_NY_Skip lot testing
8BP28400 | Certificate of Conformance | Certificate of Conformance | Default |  |  |  |  | CoC meets specifications (Done) | Neutrogena Oil-Free Cleansing Wipes | Analytical - Label_NY_NP98372_73-85
8AP32800 | Certificate of Conformance | Certificate of Conformance | Default |  |  |  |  | CoC meets specifications (Done) | Neutrogena Oil-Free Cleansing Wipes | Analytical - Label_NY_NP98372_73-85
8EQ08401 | Certificate of Conformance | Certificate of Conformance | Default |  |  |  |  | CoC meets specifications (Done) | PDI Sani Cloth HB 160ct | Analytical - Label_NY_Skip lot testing
8EQ08400 | Certificate of Conformance | Certificate of Conformance | Default |  |  |  |  | CoC meets specifications (Done) | PDI Sani Cloth HB 160ct | Analytical - Label_NY_Skip lot testing
8DP43500 | Certificate of Conformance | Certificate of Conformance | Default |  |  |  |  | CoC meets specifications (Done) | Sani Professional Sani Hands 150ct | Analytical - Label_NY_NP7200_4-4.5
8EP43501 | Certificate of Conformance | Certificate of Conformance | Default |  |  |  |  | CoC meets specifications (Done) | Sani Professional Sani Hands 150ct | Analytical - Label_NY_NP7200_4-4.5
8HQ89000 | Certificate of Conformance | Certificate of Conformance | Default |  |  |  |  | CoC meets specifications (Done) | Sani Cloth Plus 160ct Front Lbl | Analytical - Label_NY_Skip lot testing
8JQ89001 | Certificate of Conformance | Certificate of Conformance | Default |  |  |  |  | CoC meets specifications (Done) | PDI Sani Cloth Plus Back Lbl | Analytical - Label_NY_Skip lot testing
8OJ22750 | Certificate of Conformance | Certificate of Conformance | Default |  |  |  |  | CoC meets specifications (Done) | LBL PDI HYGEA MULTI PURPOSE NP9800 | Analytical - Label_NY_Skip lot testing
8OP03600 | Certificate of Conformance | Certificate of Conformance | Default |  |  |  |  | CoC meets specifications (Done) | PDI Easy Screen Cleaning Wipe | Analytical - Label_NY_Skip lot testing
8OP03601 | Certificate of Conformance | Certificate of Conformance | Default |  |  |  |  | CoC meets specifications (Done) | PDI Easy Screen Cleaning Wipe | Analytical - Label_NY_Skip lot testing
8OD243CK | Certificate of Conformance | Certificate of Conformance | Default |  |  |  |  | CoC meets specifications (Done) | Wet-Nap Fresh Antibacterial Hand Wipes | Analytical - Label_NY_NP7030_9-2.625
8OD024CK | Certificate of Conformance | Certificate of Conformance | Default |  |  |  |  | CoC meets specifications (Done) | Wet Nap 24ct. Fresh Antibacterial Hand Wipes Cs. Lbl | Analytical - Label_NY_NP7030_9-2.625
8OP63000RF | Certificate of Conformance | Certificate of Conformance | Default |  |  |  |  | CoC meets specifications (Done) | Aveeno Positively Radiant Make-up Removing Wipes | Analytical - Label_NY_NP9837_85-73
8AP60100RF | Certificate of Conformance | Certificate of Conformance | Default |  |  |  |  | CoC meets specifications (Done) | Neutrogena makeup Remover Cleans Twlts | Analytical - Label_NY_NP9890_73-85
8AP02700RF | Certificate of Conformance | Certificate of Conformance | Default |  |  |  |  | CoC meets specifications (Done) | Neutrogena Deep Clean Oil Free Makeup Rmvr | Analytical - Label_NY_NP9815_73-85
8JQ86901 | Certificate of Conformance | Certificate of Conformance | Default |  |  |  |  | CoC meets specifications (Done) | PDI Super Sani Cloth XL 65ct | Analytical - Label_NY_NP7200_6.5-5.8125
8FQ85000 | Certificate of Conformance | Certificate of Conformance | Default |  |  |  |  | CoC meets specifications (Done) | PDI Sani Cloth Plus 65ct | Analytical - Label_NY_NP7200_5.5625-6.25
8HQ85001 | Certificate of Conformance | Certificate of Conformance | Default |  |  |  |  | CoC meets specifications (Done) | PDI Sani Cloth Plus 65ct | Analytical - Label_NY_Skip lot testing
8OP26301 | Certificate of Conformance | Certificate of Conformance | Default |  |  |  |  | CoC meets specifications (Done) | Ecolab Eco-Wipe Duo | Analytical - Label_NY_NP7200_6.5-5.8125
8OP26300 | Certificate of Conformance | Certificate of Conformance | Default |  |  |  |  | CoC meets specifications (Done) | Ecolab Eco-Wipe Duo | Analytical - Label_NY_NP7200_6.5-5.8125
8OP263CK | Certificate of Conformance | Certificate of Conformance | Default |  |  |  |  | CoC meets specifications (Done) | Ecolab Eco-Wipe Duo Case Label | Analytical - Label_NY_Skip lot testing
8OP56700 | Certificate of Conformance | Certificate of Conformance | Default |  |  |  |  | CoC meets specifications (Done) | Sani Professional No Rinse Sanitizing Multi-Surface Wipes | Analytical - Label_NY_Skip lot testing
8AP56701 | Certificate of Conformance | Certificate of Conformance | Default |  |  |  |  | CoC meets specifications (Done) | Sani Professional No Rinse Sanitizing Multi-Surface Wipes | Analytical - Label_NY_Skip lot testing
8HQ86900 | Certificate of Conformance | Certificate of Conformance | Default |  |  |  |  | CoC meets specifications (Done) | PDI Super Sani Cloth 65ct | Analytical - Label_NY_NP7200_6.5-5.8125
8DP92000 | Certificate of Conformance | Certificate of Conformance | Default |  |  |  |  | CoC meets specifications (Done) | Sani Professional Sani-Hands 300ct | Analytical - Label_NY_NP7200_6.5-5.8125
8RS32450 | Certificate of Conformance | Certificate of Conformance | Default |  |  |  |  | CoC meets specifications (Done) | PDI Prevantics Swabstick Case Label | Analytical - Label_NY_NP7030_6-5
8EP92001 | Certificate of Conformance | Certificate of Conformance | Default |  |  |  |  | CoC meets specifications (Done) | Sani Professional Sani-Hands 300ct | Analytical - Label_NY_NP7200_6.5-5.8125
8OP25701 | Certificate of Conformance | Certificate of Conformance | Default |  |  |  |  | CoC meets specifications (Done) | PDI Sani Cloth Bleach 65ct. | Analytical - Label_NY_Skip lot testing
8OP06300 | Certificate of Conformance | Certificate of Conformance | Default |  |  |  |  | CoC meets specifications (Done) | Simple Sensitive Skin Experts Cleans facial Wipes 25ct Canada | Analytical - Label_NY_NP9840_87-75
8OP80600RF | Certificate of Conformance | Certificate of Conformance | Default |  |  |  |  | CoC meets specifications (Done) | Clean & Clear Night Relaxing All-in-one Cleansing Wipes | Analytical - Label_NY_NP9837_85-73
8OP081RSL | Certificate of Conformance | Certificate of Conformance | Default |  |  |  |  | CoC meets specifications (Done) | Ponds Original Fresh Twlts. | Analytical - Label_NY_NP9995_2.625-3.375
8DP683CK | Certificate of Conformance | Certificate of Conformance | Default |  |  |  |  | CoC meets specifications (Done) | Henry Schein Maxi Wipe | Analytical - Label_NY_Skip lot testing
8BS423CL | Certificate of Conformance | Certificate of Conformance | Default |  |  |  |  | CoC meets specifications (Done) | PDI Povidone-Iodine Swabstick 3's | Analytical - Label_NY_NP7030_6-5
8SS27350 | Certificate of Conformance | Certificate of Conformance | Default |  |  |  |  | CoC meets specifications (Done) | PDI Prevantics Maxi Swabstick Case Label | Analytical - Label_NY_NP7030_6-5
8BP22801 | Certificate of Conformance | Certificate of Conformance | Default |  |  |  |  | CoC meets specifications (Done) | Sani Professional Sani Wipe Back Label. | Analytical - Label_NY_Skip lot testing
8AP22800 | Certificate of Conformance | Certificate of Conformance | Default |  |  |  |  | CoC meets specifications (Done) | Sani pro - Sani Cloth Disinfecting Multi-surface Wipes | Analytical - Label_NY_Skip lot testing
8FQ90101 | Certificate of Conformance | Certificate of Conformance | Default |  |  |  |  | CoC meets specifications (Done) | PDI Sani Cloth Plus 160ct Canada | Analytical - Label_NY_NP7200_6-3.75
8DQ85901 | Certificate of Conformance | Certificate of Conformance | Default |  |  |  |  | CoC meets specifications (Done) | PDI Sani Cloth Plus 65ct Canada | Analytical - Label_NY_NP7200_5.5625-6.25
8CP63801 | Certificate of Conformance | Certificate of Conformance | Default |  |  |  |  | CoC meets specifications (Done) | PDI Sani Cloth AF3 65ct | Analytical - Label_NY_Skip lot testing
8AP63800 | Certificate of Conformance | Certificate of Conformance | Default |  |  |  |  | CoC meets specifications (Done) | PDI Sani Cloth AF3 65ct | Analytical - Label_NY_Skip lot testing
8OP24200 | Certificate of Conformance | Certificate of Conformance | Default |  |  |  |  | CoC meets specifications (Done) | Sani-Cloth Prime Extra Large Wipe | Analytical - Label_NY_Skip lot testing
8OP24201 | Certificate of Conformance | Certificate of Conformance | Default |  |  |  |  | CoC meets specifications (Done) | Sani-Cloth Prime Extra Large Wipe | Analytical - Label_NY_Skip lot testing
8AA654SI | Certificate of Conformance | Certificate of Conformance | Default |  |  |  |  | CoC meets specifications (Done) | LBL Remove Completely Label | Analytical - Label_NY_Skip lot testing
8OP25300 | Certificate of Conformance | Certificate of Conformance | Default |  |  |  |  | CoC meets specifications (Done) | PDI Sani Cloth Prime Front Label | Analytical - Label_NY_Skip lot testing
8OP25301 | Certificate of Conformance | Certificate of Conformance | Default |  |  |  |  | CoC meets specifications (Done) | PDI Sani Cloth Prime Back Label | Analytical - Label_NY_Skip lot testing
8RS428CK | Certificate of Conformance | Certificate of Conformance | Default |  |  |  |  | CoC meets specifications (Done) | PDI Prevantics Swabstick Case Label | Analytical - Label_NY_NP7030_6-5
8BB470CK | Certificate of Conformance | Certificate of Conformance | Default |  |  |  |  | CoC meets specifications (Done) | PDI Io-Gone Iodine Remover Pad | Analytical - Label_NY_NP7030_6-4
8CP13400 | Certificate of Conformance | Certificate of Conformance | Default |  |  |  |  | CoC meets specifications (Done) | PDI Sani-Hands 135ct Front Label | Analytical - Label_NY_NP7100_4.5-4
8OA664CK | Certificate of Conformance | Certificate of Conformance | Default |  |  |  |  | CoC meets specifications (Done) | Up & Up Extra-Large Cleansing Cloths | Analytical - Label_NY_Skip lot testing
8OH217UP | Certificate of Conformance | Certificate of Conformance | Default |  |  |  |  | CoC meets specifications (Done) | LBL SAFEWAY H.S. WPS. CS LBL | Analytical - Label_A25
8AP21100A | Certificate of Conformance | Certificate of Conformance | Default |  |  |  |  | CoC meets specifications (Done) | Neutrogena makeup Remover Cleans Twlts | Analytical - Label_NY_NP9890_85-73
8OP294CK | Certificate of Conformance | Certificate of Conformance | Default |  |  |  |  | CoC meets specifications (Done) | Ecolab Eco-Wipe Duo Case Label | Analytical - Label_NY_NP7030_8.5-6.5
8OU130CK | Certificate of Conformance | Certificate of Conformance | Default |  |  |  |  | CoC meets specifications (Done) | Grime Boss Original Citrus 1ct. | Analytical - Label_NY_NP7030_9-2.625
8AP56701 | Certificate of Conformance | Certificate of Conformance | Default |  |  |  |  | CoC meets specifications (Done) | Sani Professional No Rinse Sanitizing Multi-Surface Wipes | Analytical - Label_NY_NP7200_5.8125-6.5
8OH450CK | Certificate of Conformance | Certificate of Conformance | Default |  |  |  |  | CoC meets specifications (Done) | CVS Cleansing Cloths for Sensitive Skin | Analytical - Label_NY_Skip lot testing
8OP585SIRF | Certificate of Conformance | Certificate of Conformance | Default |  |  |  |  | CoC meets specifications (Done) | Remove Completely Label | Analytical - Label_NY_NP9300_1.375-2
8OP073RSL | Certificate of Conformance | Certificate of Conformance | Default |  |  |  |  | CoC meets specifications (Done) | Ponds Luminous Clean Twlts. | Analytical - Label_NY_NP9995_2.625-3.375
8OP08700 | Certificate of Conformance | Certificate of Conformance | Default |  |  |  |  | CoC meets specifications (Done) | Cetaphil Gentle Makeup Removing Wipes | Analytical - Label_NY_NP9800_3.375-2.625
8BP13801 | Certificate of Conformance | Certificate of Conformance | Default |  |  |  |  | CoC meets specifications (Done) | PDI Sani Cloth AF3 Back Label | Analytical - Label_NY_NP7200_6.25-4
8AP13800 | Certificate of Conformance | Certificate of Conformance | Default |  |  |  |  | CoC meets specifications (Done) | PDI Sani Cloth AF3 Front Label | Analytical - Label_NY_NP7200_6.25-4
2BA585SLI | Certificate of Conformance | Certificate of Conformance | Default |  |  |  |  | CoC meets specifications (Done) | Aveeno Ultra-Calming Sensitive Skin MUR Wipes | Analytical - Lid_19AB
8FQ85000 | Certificate of Conformance | Certificate of Conformance | Default |  |  |  |  | CoC meets specifications (Done) | PDI Sani Cloth Plus 65ct | Analytical - Label_NY_Skip lot testing
8OP205RSL | Certificate of Conformance | Certificate of Conformance | Default |  |  |  |  | CoC meets specifications (Done) | Ponds Exfoliating Renewal Twlts. | Analytical - Label_NY_NP9995_2.625-3.375
8OP24200 | Certificate of Conformance | Certificate of Conformance | Default |  |  |  |  | CoC meets specifications (Done) | Sani-Cloth Prime Extra Large Wipe | Analytical - Label_NY_NP7200_5.8125-6.5
8OP24201 | Certificate of Conformance | Certificate of Conformance | Default |  |  |  |  | CoC meets specifications (Done) | Sani-Cloth Prime Extra Large Wipe | Analytical - Label_NY_NP7200_5.8125-6.5
8OP25301 | Certificate of Conformance | Certificate of Conformance | Default |  |  |  |  | CoC meets specifications (Done) | PDI Sani Cloth Prime Back Label | Analytical - Label_NY_NP7200_6.25-4
8EP44501 | Certificate of Conformance | Certificate of Conformance | Default |  |  |  |  | CoC meets specifications (Done) | Sani Professional Sani Hands Antibac. Wipes | Analytical - Label_NY_NP7200_5.8125-6.5
8CP44500 | Certificate of Conformance | Certificate of Conformance | Default |  |  |  |  | CoC meets specifications (Done) | Sani Professional Sani Hands Antibac. Wipes | Analytical - Label_NY_NP7200_5.8125-6.5
8OB123CK | Certificate of Conformance | Certificate of Conformance | Default |  |  |  |  | CoC meets specifications (Done) | PDI Prevantics Device Swab Case label | Analytical - Label_NY_NP7030_6-5
8DP68300 | Certificate of Conformance | Certificate of Conformance | Default |  |  |  |  | CoC meets specifications (Done) | Henry Schein Maxi Wipe 160ct | Analytical - Label_NY_Skip lot testing
8DP68301 | Certificate of Conformance | Certificate of Conformance | Default |  |  |  |  | CoC meets specifications (Done) | Henry Schein Maxi Wipe 160ct | Analytical - Label_NY_Skip lot testing
8DQ85900 | Certificate of Conformance | Certificate of Conformance | Default |  |  |  |  | CoC meets specifications (Done) | PDI Sani Cloth Plus | Analytical - Label_NY_NP7200_5.5625-6.25
8AP713RSL | Certificate of Conformance | Certificate of Conformance | Default |  |  |  |  | CoC meets specifications (Done) | Cetaphil Gentle Skin Cleansing Cloths Reseal | Analytical - Label_NY_NP9800_3.375-2.3437
8LQ55101 | Certificate of Conformance | Certificate of Conformance | Default |  |  |  |  | CoC meets specifications (Done) | PDI Super Sani Cloth 160ct. | Analytical - Label_NY_NP7200_6.25-4
8OU500CK | Certificate of Conformance | Certificate of Conformance | Default |  |  |  |  | CoC meets specifications (Done) | CVS Medicated Wipes To Go Packette Case Lbl. | Analytical - Label_NY_Skip lot testing
8AP52000 | Certificate of Conformance | Certificate of Conformance | Default |  |  |  |  | CoC meets specifications (Done) | Henry Schein Maxi Wipe 65ct | Analytical - Label_NY_Skip lot testing
8AP52001 | Certificate of Conformance | Certificate of Conformance | Default |  |  |  |  | CoC meets specifications (Done) | LBL HENRY SCHEIN MAXI WIPE | Analytical - Label_NY_Skip lot testing
8OP25700 | Certificate of Conformance | Certificate of Conformance | Default |  |  |  |  | CoC meets specifications (Done) | PDI Sani Cloth Bleach 65ct. | Analytical - Label_A41
8AP520CK | Certificate of Conformance | Certificate of Conformance | Default | [5 empty] | Henry Schein Maxi Wipe | Analytical - Label_NY_Skip lot testing
8AA70900 | Certificate of Conformance | Certificate of Conformance | Default |  |  |  |  | CoC meets specifications (Done) | Preparation H Medicated Wipes for Women | Analytical - Label_NY_NP9990_2.5-4.625
8DQ85400 | Certificate of Conformance | Certificate of Conformance | Default |  |  |  |  | CoC meets specifications (Done) | LBL PDI SANI CLOTH HB 65CT CAN FRT NP7100 | Analytical - Label_A41
8DQ85401 | Certificate of Conformance | Certificate of Conformance | Default |  |  |  |  | CoC meets specifications (Done) | LBL PDI SANI CLOTH HB 65CT CAN BCK NP7100 | Analytical - Label_A41
8AP33700 | Certificate of Conformance | Certificate of Conformance | Default |  |  |  |  | CoC meets specifications (Done) | Neutrogena Deep Clean MUR Wipes Reseal | Analytical - Label_NY_NP9815_73-85
8AP24200 | Certificate of Conformance | Certificate of Conformance | Default |  |  |  |  | CoC meets specifications (Done) | Sani-Cloth Prime Extra Large Wipe | Analytical - Label_NY_NP7200_5.8125-6.5
8BP25300 | Certificate of Conformance | Certificate of Conformance | Default |  |  |  |  | CoC meets specifications (Done) | PDI Sani Cloth Prime Front Label | Analytical - Label_NY_NP7200_6.25-4.5
8OJ22750 | Certificate of Conformance | Certificate of Conformance | Default |  |  |  |  | CoC meets specifications (Done) | LBL PDI HYGEA MULTI PURPOSE NP9800 | Analytical - Label_A11
8NS41950 | Certificate of Conformance | Certificate of Conformance | Default |  |  |  |  | CoC meets specifications (Done) | PDI Prevantics Maxi Swabstick Case Label | Analytical - Label_NY_NP7030_6-5
8AP25301 | Certificate of Conformance | Certificate of Conformance | Default |  |  |  |  | CoC meets specifications (Done) | PDI Sani Cloth Prime Back Label | Analytical - Label_NY_NP7200_6.25-4.5
8OP27201 | Certificate of Conformance | Certificate of Conformance | Default |  |  |  |  | CoC meets specifications (Done) | Eco-Wipe Duo | Analytical - Label_NY_NP7200_5.8125-6.5
8OP27200 | Certificate of Conformance | Certificate of Conformance | Default |  |  |  |  | CoC meets specifications (Done) | Eco-Wipe Duo | Analytical - Label_NY_NP7200_5.8125-6.5
8OP29400 | Certificate of Conformance | Certificate of Conformance | Default |  |  |  |  | CoC meets specifications (Done) | Ecolab Eco-Wipe Duo | Analytical - Label_NY_NP7200_6.5-5.8125
8OP29401 | Certificate of Conformance | Certificate of Conformance | Default |  |  |  |  | CoC meets specifications (Done) | Ecolab Eco-Wipe Duo | Analytical - Label_NY_NP7200_6.5-5.8125
8MQ55100 | Certificate of Conformance | Certificate of Conformance | Default |  |  |  |  | CoC meets specifications (Done) | PDI Super Sani Cloth 160ct. | Analytical - Label_NY_NP7200_6.25-4.5
8MQ55101 | Certificate of Conformance | Certificate of Conformance | Default |  |  |  |  | CoC meets specifications (Done) | PDI Super Sani Cloth 160ct. | Analytical - Label_NY_NP7200_6.25-4.5
2OU611 | Certificate of Conformance | Certificate of Conformance | Default |  |  |  |  | CoC meets specifications (Done) | Qbrexza Web 1ct | Analytical - Web_NP5211_7.0
8BQ76500 | Certificate of Conformance | Certificate of Conformance | Default | [5 empty] | PDI Sani Hands Hand Sanitizing Wipes | Analytical - Label_NY_NP7200_6-3.75
8BQ76501 | Certificate of Conformance | Certificate of Conformance | Default |  |  |  |  | CoC meets specifications (Done) | PDI Sani-Hands Hand Sanitizing Wipes CDA | Analytical - Label_NY_NP7200_3.75-6
2OX510B | Certificate of Conformance | Certificate of Conformance | Default |  |  |  |  | CoC meets specifications (Done) | Bottle, 5.1ml | Analytical - Bottle, 5.1ml
8MQ55100 | Certificate of Conformance | Certificate of Conformance | Default |  |  |  |  | CoC meets specifications (Done) | PDI Super Sani Cloth 160ct. | Analytical - Label_NY_Skip lot testing
8AP66701 | Certificate of Conformance | Certificate of Conformance | Default | [5 empty] | Sani Professional No Rinse Sanitizing Multi-Surface Wipes | Analytical - Label_NY_NP7200_5.8125-6.5
8AP34500A | Certificate of Conformance | Certificate of Conformance | Default |  |  |  |  | CoC meets specifications (Done) | Avon Makeup Remover Wipes Reseal. | Analytical - Label_NY_Skip lot testing
5AB123CP | Certificate of Conformance | Certificate of Conformance | Default | [5 empty] | Clear Hang Tab w/Hang Tite 203A Clear Adhesive | Analytical - Label_NY_5AB123CP_1.9375-1.875
8CH211CK | Certificate of Conformance | Certificate of Conformance | Default |  |  |  |  | CoC meets specifications (Done) | CVS pharmacy Total Home Antibac. Moist Wipes | Analytical - Label_A12
8AP25300 | Certificate of Conformance | Certificate of Conformance | Default |  |  |  |  | CoC meets specifications (Done) | PDI Sani Cloth Prime Front Label | Analytical - Label_NY_NP7200_6.25-4.5
8KQ89001 | Certificate of Conformance | Certificate of Conformance | Default | [5 empty] | PDI Sani-Cloth Plus Back | Analytical - Label_NY_NP7200_6.25-4.5
8EP68300 | Certificate of Conformance | Certificate of Conformance | Default |  |  |  |  | CoC meets specifications (Done) | Henry Schein Maxi Wipe 160ct. | Analytical - Label_NY_NP7200_6.25-4.5
8EP68301 | Certificate of Conformance | Certificate of Conformance | Default |  |  |  |  | CoC meets specifications (Done) | Henry Schein Maxi Wipe 160ct. | Analytical - Label_NY_NP7200_6.25-4.5
8JQ89000 | Certificate of Conformance | Certificate of Conformance | Default |  |  |  |  | CoC meets specifications (Done) | Sani-Cloth Plus 160 ct front | Analytical - Label_NY_NP7200_6.25-4.5
2EU351 | Certificate of Conformance | Certificate of Conformance | Default |  |  |  |  | CoC meets specifications (Done) | Qbrexza Web 1ct | Analytical - Web_NP5211_7.0
8CP13801 | Certificate of Conformance | Certificate of Conformance | Default |  |  |  |  | CoC meets specifications (Done) | PDI Sani Cloth AF3 Back Label | Analytical - Label_NY_NP7200_6.25-4.5
8BP13800 | Certificate of Conformance | Certificate of Conformance | Default |  |  |  |  | CoC meets specifications (Done) | PDI Sani Cloth AF3 Large Front Label | Analytical - Label_NY_NP7200_6.25-4.5
8OP47101 | Certificate of Conformance | Certificate of Conformance | Default |  |  |  |  | CoC meets specifications (Done) | Sani Professional Sani-Hands 300ct | Analytical - Label_NY_NP7200_6.5-5.8125
8OP067RSL | Certificate of Conformance | Certificate of Conformance | Default |  |  |  |  | CoC meets specifications (Done) | Ponds Original Fresh Reseal. Label | Analytical - Label_NY_NP9995_2.625-3.375
8MQ55101 | Certificate of Conformance | Certificate of Conformance | Default |  |  |  |  | CoC meets specifications (Done) | PDI Super Sani Cloth 160ct. | Analytical - Label_NY_Skip lot testing
8AP63800 | Certificate of Conformance | Certificate of Conformance | Default |  |  |  |  | CoC meets specifications (Done) | PDI Sani Cloth AF3 65ct | Analytical - Label_NY_NP7200_5.8125-6.5
8OP56700 | Certificate of Conformance | Certificate of Conformance | Default |  |  |  |  | CoC meets specifications (Done) | Sani Professional No Rinse Sanitizing Multi-Surface Wipes | Analytical - Label_NY_NP7200_5.8125-6.5
8OH450CK | Certificate of Conformance | Certificate of Conformance | Default |  |  |  |  | CoC meets specifications (Done) | CVS Cleansing Cloths for Sensitive Skin | Analytical - Label_NY_NP7030_9-2.625
8FQ91400 | Certificate of Conformance | Certificate of Conformance | Default |  |  |  |  | CoC meets specifications (Done) | Ecolab Asepti-Wipe II 180ct | Analytical - Label_NY_NP7200_6.25-4.5
8DQ91401 | Certificate of Conformance | Certificate of Conformance | Default |  |  |  |  | CoC meets specifications (Done) | Ecolab Asepti-Wipe II 180ct | Analytical - Label_NY_NP7200_6.25-4.5
3OP197A-SU | Certificate of Conformance | Certificate of Conformance | Default |  |  |  |  | CoC meets specifications (Done) | Spunlaced Embossed Nonwoven - 900mm | Analytical - Label_NY_NP7200_6.25-4.5
8HQ50701 | Certificate of Conformance | Certificate of Conformance | Default |  |  |  |  | CoC meets specifications (Done) | Crosstex Sanitex Plus 160ct | Analytical - Label_NY_NP7200_6.25-4.5
8IQ50700 | Certificate of Conformance | Certificate of Conformance | Default |  |  |  |  | CoC meets specifications (Done) | Crosstex Sanitex PLUS 160ct | Analytical - Label_NY_NP7200_6.25-4.5
8AU120CK | Certificate of Conformance | Certificate of Conformance | Default |  |  |  |  | CoC meets specifications (Done) | PDI Hygea Personal Cleansing Washcloths | Analytical - Label_NY_NP7030_6-4
8OU372CK | Certificate of Conformance | Certificate of Conformance | Default |  |  |  |  | CoC meets specifications (Done) | Harmon 20ct MTT Single Packets Case Label | Analytical - Label_NY_Skip lot testing
8FQ08400 | Certificate of Conformance | Certificate of Conformance | Default |  |  |  |  | CoC meets specifications (Done) | PDI Sani Cloth HB 160ct | Analytical - Label_NY_NP7200_6.25-4.5
8RB11400 | Certificate of Conformance | Certificate of Conformance | Default |  |  |  |  | CoC meets specifications (Done) | PDI Prevantics Swab Case Label | Analytical - Label_NY_NP7030_6-5
8NB10800 | Certificate of Conformance | Certificate of Conformance | Default |  |  |  |  | CoC meets specifications (Done) | PDI Prevantics Swab Case Label | Analytical - Label_NY_NP7030_6-5
8FQ08401 | Certificate of Conformance | Certificate of Conformance | Default |  |  |  |  | CoC meets specifications (Done) | PDI Sani Cloth HB 160ct | Analytical - Label_NY_NP7200_6.25-4.5
3OX465Q | Certificate of Conformance | Certificate of Conformance | Default | [5 empty] | Swabstick, Cotton - Tipped | Analytical - Swab_NY_Swabstick, Cotton-Tipped
3OX105F | Certificate of Conformance | Certificate of Conformance | Default |  |  |  |  | CoC meets specifications (Done) | Foam 10.5 mL | Analytical-Applicatpr_NY_Foam 10.5ml
8EQ901CK | Certificate of Conformance | Certificate of Conformance | Default |  |  |  |  | CoC meets specifications (Done) | PDI Sani Cloth Plus 160ct Canada cs Label | Analytical - Label_NY_NP7030_9-7
8DQ914SL | Certificate of Conformance | Certificate of Conformance | Default | [5 empty] | Ecolab Asepti-Wipe II Case Label | Analytical - Label_NY_NP7030_9-7
8OX351CK | Certificate of Conformance | Certificate of Conformance | Default |  |  |  |  | CoC meets specifications (Done) | Prevantics -OR Tri-Fold IFU | Analytical - Label_NY_50#W_5_4
8OX510CK | Certificate of Conformance | Certificate of Conformance | Default |  |  |  |  | CoC meets specifications (Done) | Prevantics-OR Tri-Fold IFU | Analytical - Label_NY_50#W_5_4
8OX465CK | Certificate of Conformance | Certificate of Conformance | Default |  |  |  |  | CoC meets specifications (Done) | Prevantics-OR Bi-Fold IFU | Analytical - Label_NY_50#W_5_4
8OX461CK | Certificate of Conformance | Certificate of Conformance | Default |  |  |  |  | CoC meets specifications (Done) | Prevantics -OR Bi-Fold IFU | Analytical - Label_NY_50#W_5_4
8JQ89000 | Certificate of Conformance | Certificate of Conformance | Default |  |  |  |  | CoC meets specifications (Done) | Sani-Cloth Plus 160 ct front | Analytical - Label_NY_Skip lot testing
8BA70900 | Certificate of Conformance | Certificate of Conformance | Default |  |  |  |  | CoC meets specifications (Done) | Preparation H Medicated Hemorrhoidal Wipes for Women | Analytical - Label_NY_NP9990_2.5-4.625
8GQ90101 | Certificate of Conformance | Certificate of Conformance | Default | [5 empty] | Sani-Cloth Plus 160ct. Canada | Analytical - Label_NY_NP7200_6.25-4.5
8EQ90100 | Certificate of Conformance | Certificate of Conformance | Default |  |  |  |  | CoC meets specifications (Done) | Sani-Cloth Plus 160ct. Canada | Analytical - Label_NY_NP7200_6.25-4.5
8DP13401 | Certificate of Conformance | Certificate of Conformance | Default |  |  |  |  | CoC meets specifications (Done) | PDI Sani-Hands 135ct Back Label | Analytical - Label_NY_Skip lot testing
8BP22801 | Certificate of Conformance | Certificate of Conformance | Default | [5 empty] | Sani Professional Sani Wipe Back Label. | Analytical - Label_NY_NP7200_5.8125-6.5
8AP22800 | Certificate of Conformance | Certificate of Conformance | Default | [5 empty] | Sani pro - Sani Cloth Disinfecting Multi-surface Wipes | Analytical - Label_NY_NP7200_5.8125-6.5
8AP25301 | Certificate of Conformance | Certificate of Conformance | Default |  |  |  |  | CoC meets specifications (Done) | PDI Sani Cloth Prime Back Label | Analytical - Label_NY_Skip lot testing
8AP24200 | Certificate of Conformance | Certificate of Conformance | Default |  |  |  |  | CoC meets specifications (Done) | Sani-Cloth Prime Extra Large Wipe | Analytical - Label_NY_Skip lot testing
8BP25300 | Certificate of Conformance | Certificate of Conformance | Default |  |  |  |  | CoC meets specifications (Done) | PDI Sani Cloth Prime Front Label | Analytical - Label_NY_Skip lot testing
8CP63801 | Certificate of Conformance | Certificate of Conformance | Default |  |  |  |  | CoC meets specifications (Done) | PDI Sani Cloth AF3 65ct | Analytical - Label_NY_NP7200_5.8125-6.5
8CP63801 | Certificate of Conformance | Certificate of Conformance | Default |  |  |  |  | CoC meets specifications (Done) | PDI Sani Cloth AF3 65ct | Analytical - Label_A20
8CP68301 | Certificate of Conformance | Certificate of Conformance | Default |  |  |  |  | CoC meets specifications (Done) | LBL HENRY SCHEIN MAXI 160 CAN BACK NP7100 | Analytical - Label_A20
8CP68301 | Certificate of Conformance | Certificate of Conformance | Default |  |  |  |  | CoC meets specifications (Done) | LBL HENRY SCHEIN MAXI 160 CAN BACK NP7100 | Analytical - Label_NY_NP7200_5.8125-6.5
8BP13800 | Certificate of Conformance | Certificate of Conformance | Default | [5 empty] | PDI Sani Cloth AF3 Large Front Label | Analytical - Label_NY_Skip lot testing
8CP13801 | Certificate of Conformance | Certificate of Conformance | Default | [5 empty] | PDI Sani Cloth AF3 Back Label | Analytical - Label_NY_Skip lot testing
8OP263CK | Certificate of Conformance | Certificate of Conformance | Default |  |  |  |  | CoC meets specifications (Done) | Ecolab Eco-Wipe Duo Case Label | Analytical - Label_NY_NP7030_8.5-6.5
2OQ850X | Shipper Inspection | Certification Stamp (ECT) | TM141_TM143 | 32 |  | Lbs./In. | FDA,0 |  | Canister - Extra Large, Ribbed, White | Analytical - SHIP_NY_32K_100_12.4375-5.4375-4.1875
6AA34724 | Shipper Inspection | Certification Stamp (ECT) | TM141_TM143 | 32 |  | Lbs./In. | FDA,0 |  | Summer's Eve Fresh Cycle Cleansing Cloths | Analytical - SHIP_NY_32K_100_8.25-7-6.25
6AA617S96 | Shipper Inspection | Certification Stamp (ECT) | TM141_TM143 | 44 |  | Lbs./In. | FDA,0 |  | Prep H 96ct Shipper | Analytical - SHIP_NY_44K_100_12.75-11.625-7.875
6AA632TY | Shipper Inspection | Certification Stamp (ECT) | TM141_TM143 | 44 |  | Lbs./In. | FDA,0 |  | Preparation H 180ct Tray | Analytical - SHIP_NY_44K_231_18.5-7.375-14
6AA709S48 | Shipper Inspection | Certification Stamp (ECT) | TM141_TM143 | 40 |  | Lbs./In. | FDA,0 |  | Preparation H for Women Shipper | Analytical - SHIP_NY_40K_100_15-11-6.125
6AA73530 | Shipper Inspection | Certification Stamp (ECT) | TM141_TM143 | 32 |  | Lbs./In. | FDA,0 |  | Baby Dove Wipes Sensitive Moisture Shipper | Analytical - SHIP_NY_32K_100_10-8.375-8.25
6AA76930 | Shipper Inspection | Certification Stamp (ECT) | TM141_TM143 | 44 |  | Lbs./In. | FDA,0 |  | Baby Dove Wipes Rich Moisture Shipper | Analytical - SHIP_NY_44K_100_9-9-4.75
6AA88230 | Shipper Inspection | Certification Stamp (ECT) | TM141_TM143 | 44 |  | Lbs./In. | FDA,0 |  | Baby Dove Wipes Sensitive Moisture Shipper | Analytical - SHIP_NY_44K_100_9-9-4.75
6AA91130 | Shipper Inspection | Certification Stamp (ECT) | TM141_TM143 | 32 |  | Lbs./In. | FDA,0 |  | Baby Dove Wipes Rich Moisture Shipper | Analytical - SHIP_NY_32K_100_10-8.375-8.25
6AA92230 | Shipper Inspection | Certification Stamp (ECT) | TM141_TM143 | 32 |  | Lbs./In. | FDA,0 |  | Baby Dove Wipes Sensitive Moisture Shipper | Analytical - SHIP_NY_32K_100_10-8.375-8.25
6AB16400 | Shipper Inspection | Certification Stamp (ECT) | TM141_TM143 | 32 |  | Lbs./In. | FDA,0 |  | PDI Adhesive Tape Remover | Analytical - SHIP_NY_32K_100_16-4.25-5.125
6AD11055 | Shipper Inspection | Certification Stamp (ECT) | TM141_TM143 | 32 |  | Lbs./In. | FDA,0 |  | COR WET NAP/BULK 32 ECT | Analytical - SHIP_NY_32K_100_10.625-6.375-11.25
6AD41900 | Shipper Inspection | Certification Stamp (ECT) | TM141_TM143 | 32 |  | Lbs./In. | FDA,0 |  | PDI Castile Soap Towelette Shipper | Analytical - SHIP_NY_32K_100_13.25-12-6.125
6AD43600 | Shipper Inspection | Certification Stamp (ECT) | TM141_TM143 | 32 |  | Lbs./In. | FDA,0 |  | PDI Sani-Hands Shipper | Analytical - SHIP_NY_32K_100_13.25-12-6.125
6AH58195 | Shipper Inspection | Certification Stamp (ECT) | TM141_TM143 | 32 |  | Lbs./In. | FDA,0 |  | PDI Sani Cloth Bleach Shipper | Analytical - SHIP_NY_32K_100_13.4375-6.25-9.6875
6AJ19025 | Shipper Inspection | Certification Stamp (ECT) | TM141_TM143 | 32 |  | Lbs./In. | FDA,0 |  | Cetaphil - Asia 25ct Shipper | Analytical - SHIP_NY_32K_100_12-7.25-6.75
6AM30472 | Shipper Inspection | Certification Stamp (ECT) | TM141_TM143 | 44 |  | Lbs./In. | FDA,0 |  | Sani Professional No-Rinse Sanitizing Multi-Surface Wipes | Analytical - SHIP_NY_44K_100_15.5-9-12
6AM70172 | Shipper Inspection | Certification Stamp (ECT) | TM141_TM143 | 44 |  | Lbs./In. | FDA,0 |  | Sani Professional No-Rinse Sanitizing Multi-Surface Wipes | Analytical - SHIP_NY_44K_100_15.5-9-12
6AP06325 | Shipper Inspection | Certification Stamp (ECT) | TM141_TM143 | 32 |  | Lbs./In. | FDA,0 |  | Simple Kind To Skin Facial 25ct Shipper | Analytical - SHIP_NY_32K_100_12.4375-5.4375-4.1875
6AP06528 | Shipper Inspection | Certification Stamp (ECT) | TM141_TM143 | 32 |  | Lbs./In. | FDA,0 |  | Ponds Evening Soothe 28ct Shipper | Analytical - SHIP_NY_32K_100_13.25-7.75-5.75
6AP06550 | Shipper Inspection | Certification Stamp (ECT) | TM141_TM143 | 32 |  | Lbs./In. | FDA,0 |  | Pond's Moisture Clean Twlts. Evening Soothe | Analytical - SHIP_NY_32K_100_17.375-12.0625-10.5
6AP06728 | Shipper Inspection | Certification Stamp (ECT) | TM141_TM143 | 32 |  | Lbs./In. | FDA,0 |  | Ponds Original Fresh 28ct Shipper - Canada | Analytical - SHIP_NY_32K_100_7.125-7-6.0625
6AP07207 | Shipper Inspection | Certification Stamp (ECT) | TM141_TM143 | 32 |  | Lbs./In. | FDA,0 |  | 6AP07207 | Analytical-Simple Kind To Skin facial 7ct Shipper Canada
6AP07328 | Shipper Inspection | Certification Stamp (ECT) | TM141_TM143 | 32 |  | Lbs./In. | FDA,0 |  | Ponds Luminous Clean USA 28ct Shipper | Analytical - SHIP_NY_32K_100_13.25-7.75-5.75
6AP08128 | Shipper Inspection | Certification Stamp (ECT) | TM141_TM143 | 32 |  | Lbs./In. | FDA,0 |  | Ponds Original Fresh 28ct Shipper | Analytical - SHIP_NY_32K_100_13.25-7.75-5.75
6AP08150 | Shipper Inspection | Certification Stamp (ECT) | TM141_TM143 | 32 |  | Lbs./In. | FDA,0 |  | Pond's Moisture Clean Twlts. Original Fresh | Analytical - SHIP_NY_32K_100_17.375-12.0625-10.5
6AP09215 | Shipper Inspection | Certification Stamp (ECT) | TM141_TM143 | 32 |  | Lbs./In. | FDA,0 |  | Ponds Original Fresh 15ct Shipper | Analytical - SHIP_NY_32K_100_13.4375-9.25-5.75
6AP09384 | Shipper Inspection | Certification Stamp (ECT) | TM141_TM143 | 32 |  | Lbs./In. | FDA,0 |  | Noxzema Anti-Blemish Pads 90ct Shipper | Analytical - SHIP_NY_32K_100_8.5-5.75-3.6875
6AP09384 | Shipper Inspection | Certification Stamp (ECT) | TM141_TM143 | 32 |  | Lbs./In. | FDA,0 |  | Noxzema Anti-Blemish Pads 90ct Shipper | Analytical - Shipper_NY_Skip lot testing
6AP11325 | Shipper Inspection | Certification Stamp (ECT) | TM141_TM143 | 44 |  | Lbs./In. | FDA,0 |  | Garnier Skin Active MUR Shipper | Analytical - SHIP_NY_44K_100_10.625-9.75-7.75
6AP11325 | Shipper Inspection | Certification Stamp (ECT) | TM141_TM143 | 44 |  | Lbs./In. | FDA,0 |  | Garnier Skin Active MUR Shipper | Analytical - Shipper_NY_Skip lot testing
6AP13472 | Shipper Inspection | Certification Stamp (ECT) | TM141_TM143 | 32 |  | Lbs./In. | FDA,0 |  | PDI Sani-Hands Shipper | Analytical - SHIP_NY_32K_100_16.3125-12.25-7.5625
6AP15984 | Shipper Inspection | Certification Stamp (ECT) | TM141_TM143 | 44 |  | Lbs./In. | FDA,0 |  | PDI Sani-Hands Shipper | Analytical - SHIP_NY_44K_100_15.25-10.375-7.6875
6AP19525 | Shipper Inspection | Certification Stamp (ECT) | TM141_TM143 | 32 |  | Lbs./In. | FDA,0 |  | Simple Kind To Skin Facial Shipper | Analytical - SHIP_NY_32K_100_12.4375-5.4375-4.1875
6AP20528 | Shipper Inspection | Certification Stamp (ECT) | TM141_TM143 | 32 |  | Lbs./In. | FDA,0 |  | Ponds Exfoliating Renewal 28ct Shipper | Analytical - SHIP_NY_32K_100_13.25-7.75-5.75
6AP22325 | Shipper Inspection | Certification Stamp (ECT) | TM141_TM143 | 32 |  | Lbs./In. | FDA,0 |  | Simple Kind To Skin Facial Shipper | Analytical - SHIP_NY_32K_100_12.4375-5.4375-4.1875
6AP22907 | Shipper Inspection | Certification Stamp (ECT) | TM141_TM143 | 32 |  | Lbs./In. | FDA,0 |  | Neutrogena Naturals Shipper | Analytical - SHIP_NY_32K_100_8.5625-7.8125-6.4375
6AP23025 | Shipper Inspection | Certification Stamp (ECT) | TM141_TM143 | 32 |  | Lbs./In. | FDA,0 |  | Neutrogena Naturals Shipper | Analytical - SHIP_NY_32K_100_11.25-5.8125-4.3125
6AP24284 | Shipper Inspection | Certification Stamp (ECT) | TM141_TM143 | 40 |  | Lbs./In. | FDA,0 |  | Sani-Cloth Prime Extra Large Wipe | Analytical - SHIP_NY_40K_100_15.375-10.5625-9.625
6AP24372 | Shipper Inspection | Certification Stamp (ECT) | TM141_TM143 | 44 |  | Lbs./In. | FDA,0 |  | PDI Sani-Cloth Bleach Shipper | Analytical - SHIP_NY_44K_100_15.25-10.375-15.4375
6AP24684 | Shipper Inspection | Certification Stamp (ECT) | TM141_TM143 | 40 |  | Lbs./In. | FDA,0 |  | PDI Sani-Cloth Bleach Extra large Shipper | Analytical - SHIP_NY_40K_100_15.375-10.5625-9.625
6AP25372 | Shipper Inspection | Certification Stamp (ECT) | TM141_TM143 | 44 |  | Lbs./In. | FDA,0 |  | PDI Sani-Cloth Prime Shipper | Analytical - SHIP_NY_44K_100_15.25-10.375-15.4375
6AP25784 | Shipper Inspection | Certification Stamp (ECT) | TM141_TM143 | 40 |  | Lbs./In. | FDA,0 |  | PDI Sani Cloth Bleach Shipper | Analytical - Shipper_NY_Skip lot testing
6AP27284 | Shipper Inspection | Certification Stamp (ECT) | TM141_TM143 | 44 |  | Lbs./In. | FDA,0 |  | Eco-Wipe Duo | Analytical - SHIP_NY_44K_100_15.375-10.5625-9.625
6AP30895 | Shipper Inspection | Certification Stamp (ECT) | TM141_TM143 | 32 |  | Lbs./In. | FDA,0 |  | Aveeno Make-Up Remover Shipper | Analytical - SHIP_32_1BI
6AP32825 | Shipper Inspection | Certification Stamp (ECT) | TM141_TM143 | 32 |  | Lbs./In. | FDA,0 |  | Neutrogena Shipper | Analytical - SHIP_32_1P
6AP56784 | Shipper Inspection | Certification Stamp (ECT) | TM141_TM143 | 44 |  | Lbs./In. | FDA,0 |  | Sani Professional No Rinse Sanitizing Multi Surface Wipes | Analytical - SHIP_NY_44K_100_15.375-10.5625-9.625
6AP63025 | Shipper Inspection | Certification Stamp (ECT) | TM141_TM143 | 32 |  | Lbs./In. | FDA,0 |  | Aveeno Positively Radiant - Shipper | Analytical - SHIP_NY_32K_100_11.25-5.8125-4.3125
6AP64525 | Shipper Inspection | Certification Stamp (ECT) | TM141_TM143 | 32 |  | Lbs./In. | FDA,0 |  | Aveeno Positively Radiant | Analytical - SHIP_NY_32K_100_11.25-5.8125-4.3125
6AP71310 | Shipper Inspection | Certification Stamp (ECT) | TM141_TM143 | 44 |  | Lbs./In. | FDA,0 |  | Cetaphil 10ct Unprinted Shipper | Analytical - SHIP_NY_44K_100_18.875-11.625-9
6AP80625 | Shipper Inspection | Certification Stamp (ECT) | TM141_TM143 | 32 |  | Lbs./In. | FDA,0 |  | Clean & Clear Night Relaxing Shipper | Analytical - SHIP_NY_32K_100_11.25-5.8125-8.625
6AQ76584 | Shipper Inspection | Certification Stamp (ECT) | TM141_TM143 | 44 |  | Lbs./In. | FDA,0 |  | PDI Sani-Hands Shipper - Canada | Analytical - SHIP_NY_44K_100_15.25-10.375-7.6875
6AS27350 | Shipper Inspection | Certification Stamp (ECT) | TM141_TM143 | 44 |  | Lbs./In. | FDA,0 |  | COR CHLORASCRUB SWAB BULK | Analytical - SHIP_44_2O
6AS27350 | Shipper Inspection | Certification Stamp (ECT) | TM141_TM143 | 44 |  | Lbs./In. | FDA,0 |  | COR CHLORASCRUB SWAB BULK | Analytical - Shipper_NY_Skip lot testing
6AS40750 | Shipper Inspection | Certification Stamp (ECT) | TM141_TM143 | 32 |  | Lbs./In. | FDA,0 |  | COR CHLORASCRUB SWABSTICK | Analytical - SHIP_32_1AP
6AS41950 | Shipper Inspection | Certification Stamp (ECT) | TM141_TM143 | 40 |  | Lbs./In. | FDA,0 |  | COR CHLORASCRUB MAXI SWABSTICK | Analytical - SHIP_40_1O
6AU12310 | Shipper Inspection | Certification Stamp (ECT) | TM141_TM143 | 32 |  | Lbs./In. | FDA,0 |  | COR PREP-H 10CT SINGLE SK17132 | Analytical - SHIP_32_1U
6AU130TY | Shipper Inspection | Certification Stamp (ECT) | TM141_TM143 | 32 |  | Lbs./In. | FDA,0 |  | Grime Boss Heavy Duty Wipes | Analytical - SHIP_NY_32White_203_6.5-9.625-4.5
6AU25206 | Shipper Inspection | Certification Stamp (ECT) | TM141_TM143 | 32 |  | Lbs./In. | FDA,0 |  | L 'Oreal Paris Sublime Bronze Self Tan Twlts | Analytical - SHIP_NY_32K_100_11.25-8.4375-4.5625
6AU53601 | Shipper Inspection | Certification Stamp (ECT) | TM141_TM143 | 32 |  | Lbs./In. | FDA,0 |  | Cetaphil Gentle Skin Cleans. Cloths Shipper | Analytical - SHIP_NY_32K_100_11.8125-9.375-8.5
6AU56400 | Shipper Inspection | Certification Stamp (ECT) | TM141_TM143 | 32 |  | Lbs./In. | FDA,0 |  | Summer's Eve Fresh Cycle Cleansing Cloths | Analytical - SHIP_NY_32K_100_11.75-9.625-7.688
6AU57314 | Shipper Inspection | Certification Stamp (ECT) | TM141_TM143 | 32 |  | Lbs./In. | FDA,0 |  | Summer's Eve Fresh Cycle Cleansing Cloths | Analytical - SHIP_NY_32K_100_7.75-6.25-8.25
6AU71230 | Shipper Inspection | Certification Stamp (ECT) | TM141_TM143 | 32 |  | Lbs./In. | FDA,0 |  | Preparation H Rapid Relief Totables w/Lidocaine | Analytical - SHIP_NY_32K_100_9.563-9.188-7.75
6BA709SWN | Shipper Inspection | Certification Stamp (ECT) | TM141_TM143 | 40 |  | Lbs./In. | FDA,0 |  | Preparation H for Women Shipper | Analytical - SHIP_NY_40K_100_14.75-9.375-6.125
6BB10800 | Shipper Inspection | Certification Stamp (ECT) | TM141_TM143 | 32 |  | Lbs./In. | FDA,0 |  | COR CHLORASCRUB SWAB SHIPPER | Analytical - SHIP_32_1S
6BH59200 | Shipper Inspection | Certification Stamp (ECT) | TM141_TM143 | 32 |  | Lbs./In. | FDA,0 |  | Sani-Cloth AF3 Shipper | Analytical - SHIP_NY_32K_100_13.4375-6.25-9.6875
6BP21195 | Shipper Inspection | Certification Stamp (ECT) | TM141_TM143 | 44 |  | Lbs./In. | FDA,0 |  | Neutrogena Shipper | Analytical - SHIP_NY_44K_100_14.375-12.1875-9.25
6BP25372 | Shipper Inspection | Certification Stamp (ECT) | TM141_TM143 | 44 |  | Lbs./In. | FDA,0 |  | PDI Sani Cloth prime Shipper | Analytical - SHIP_NY_44K_100_15.1875-10.1875-15.1875
6BP28425 | Shipper Inspection | Certification Stamp (ECT) | TM141_TM143 | 32 |  | Lbs./In. | FDA,0 |  | Neutrogena Shipper | Analytical - SHIP_32_1P
6BP30895 | Shipper Inspection | Certification Stamp (ECT) | TM141_TM143 | 32 |  | Lbs./In. | FDA,0 |  | Aveeno Make-Up Remover Shipper | Analytical - SHIP_NY_32K_100_12.5-7.25-7.875
6BP54072 | Shipper Inspection | Certification Stamp (ECT) | TM141_TM143 | 44 |  | Lbs./In. | FDA,0 |  | PDI Sani Cloth Bleach Shipper | Analytical - SHIP_44_2L
6BU13195 | Shipper Inspection | Certification Stamp (ECT) | TM141_TM143 | 32 |  | Lbs./In. | FDA,0 |  | PDI Sani-Cloth Prime Shipper | Analytical - SHIP_NY_32K_100_13.625-4.5-12.25
6BU25206 | Shipper Inspection | Certification Stamp (ECT) | TM141_TM143 | 32 |  | Lbs./In. | FDA,0 |  | L 'Oreal Paris Sublime Bronze Self Tan Twlts | Analytical - SHIP_NY_32K_100_11.3125-8.4375-4.625
6BU27500 | Shipper Inspection | Certification Stamp (ECT) | TM141_TM143 | 32 |  | Lbs./In. | FDA,0 |  | PDI Sani-Cloth AF3 Shipper | Analytical - SHIP_NY_32K_100_13.625-4.5-12.25
6CA972CK | Shipper Inspection | Certification Stamp (ECT) | TM141_TM143 | 44 |  | Lbs./In. | FDA,0 |  | Sani Pro. - Table Turners Cleaning Multi-Surface | Analytical - SHIP_NY_44K_100_18-8.25-10.25
6CJ21396 | Shipper Inspection | Certification Stamp (ECT) | TM141_TM143 | 44 |  | Lbs./In. | FDA,0 |  | Hygea Multi-Purpose Washcloths | Analytical - SHIP_NY_44K_100_16.625-9.375-7
6CP02724 | Shipper Inspection | Certification Stamp (ECT) | TM141_TM143 | 32 |  | Lbs./In. | FDA,0 |  | Neutrogena Shipper | Analytical - SHIP_NY_32K_100_11-5.8125-4.0625
6CP22884 | Shipper Inspection | Certification Stamp (ECT) | TM141_TM143 | 44 |  | Lbs./In. | FDA,0 |  | Sani Professional Sani-Cloth Disinfecting Wipes | Analytical - SHIP_NY_44K_100_15.375-10.5625-9.625
6CP33724 | Shipper Inspection | Certification Stamp (ECT) | TM141_TM143 | 32 |  | Lbs./In. | FDA,0 |  | Neutrogena Shipper | Analytical - SHIP_NY_32K_100_11-5.8125-4.0625
6CP60125 | Shipper Inspection | Certification Stamp (ECT) | TM141_TM143 | 32 |  | Lbs./In. | FDA,0 |  | COR NEUT HYDRA CLN CLTH 32ECT 11.25x5.8125x4.31285 | Analytical - SHIP_32_1P
6DC22370 | Shipper Inspection | Certification Stamp (ECT) | TM141_TM143 | 32 |  | Lbs./In. | FDA,0 |  | PDI Hygea Sterile Saline Wipe | Analytical - SHIP_NY_32K_100_11.125-6.375-10.375
6DD33333 | Shipper Inspection | Certification Stamp (ECT) | TM141_TM143 | 44 |  | Lbs./In. | FDA,0 |  | Sani Professional Sani Hands Shipper | Analytical - SHIP_NY_44K_100_21-12.5-10.5
6DD72400 | Shipper Inspection | Certification Stamp (ECT) | TM141_TM143 | 32 |  | Lbs./In. | FDA,0 |  | PDI Sani Hands Instant Hand Sanitizing Wipes | Analytical - SHIP_NY_32K_100_13.25-12-6.125
6DD74800 | Shipper Inspection | Certification Stamp (ECT) | TM141_TM143 | 32 |  | Lbs./In. | FDA,0 |  | PDI Obstetrical Towelette | Analytical - SHIP_NY_32K_100_13.25-12-6.125
6DP13872 | Shipper Inspection | Certification Stamp (ECT) | TM141_TM143 | 44 |  | Lbs./In. | FDA,0 |  | PDI Sani Cloth AF3 Shipper | Analytical - SHIP_NY_44K_100_15.1875-10.1875-15.1875
6DP63884 | Shipper Inspection | Certification Stamp (ECT) | TM141_TM143 | 44 |  | Lbs./In. | FDA,0 |  | PDI Sani Cloth AF3 Shipper | Analytical - Shipper_NY_Skip lot testing
6DP63884 | Shipper Inspection | Certification Stamp (ECT) | TM141_TM143 | 44 |  | Lbs./In. | FDA,0 |  | PDI Sani Cloth AF3 Shipper | Analytical - SHIP_NY_44K_100_15.375-10.5625-9.625
6EP44584 | Shipper Inspection | Certification Stamp (ECT) | TM141_TM143 | 32 |  | Lbs./In. | FDA,0 |  | Sani Professional - Sani Hands Antibac. Wipes. | Analytical - SHIP_NY_32K_100_15.1875-10.1875-9.625
6FB71200 | Shipper Inspection | Certification Stamp (ECT) | TM141_TM143 | 32 |  | Lbs./In. | FDA,0 |  | PDI Nail Polish Remover Pad | Analytical - SHIP_NY_32K_102_14.625-6.375-5
6FJ14108 | Shipper Inspection | Certification Stamp (ECT) | TM141_TM143 | 44 |  | Lbs./In. | FDA,0 |  | Hygea Multi Purpose Washcloth Shipper | Analytical - SHIP_NY_44K_100_16.625-8.625-7
6FJ14143 | Shipper Inspection | Certification Stamp (ECT) | TM141_TM143 | 44 |  | Lbs./In. | FDA,0 |  | Hygea Premium Multi-Purpose Washcloth | Analytical - SHIP_NY_44K_100_16.5-10.875-5.5
6FP43572 | Shipper Inspection | Certification Stamp (ECT) | TM141_TM143 | 32 |  | Lbs./In. | FDA,0 |  | Sani Professional Sani Hands Shipper | Analytical - SHIP_NY_32K_100_16.3125-12.25-7.5625
6FP92084 | Shipper Inspection | Certification Stamp (ECT) | TM141_TM143 | 40 |  | Lbs./In. | FDA,0 |  | Sani Professional Sani-Hands Shipper | Analytical - SHIP_NY_40K_100_15.375-10.5625-9.625
6GB10300 | Shipper Inspection | Certification Stamp (ECT) | TM141_TM143 | 32 |  | Lbs./In. | FDA,0 |  | PDI CHG / Isopropyl Alcohol Shipper | Analytical - SHIP_NY_32K_100_14.625-6.375-5
6GD35185 | Shipper Inspection | Certification Stamp (ECT) | TM141_TM143 | 32 |  | Lbs./In. | FDA,0 |  | Hygea BZK Shipper | Analytical - SHIP_NY_32K_100_13.25-12-12.4375
6GS48450 | Shipper Inspection | Certification Stamp (ECT) | TM141_TM143 | 29 |  | Lbs./In. | FDA,0 |  | PDI CHG Swab shipper | Analytical - SHIP_NY_29K_100_17.125-6.6875-11.75
6HB60307 | Shipper Inspection | Certification Stamp (ECT) | TM141_TM143 | 40 |  | Lbs./In. | FDA,0 |  | PDI Alcohol Prep Pad Shipper | Analytical - SHIP_NY_40K_100_16.5-12.3125-6.1875
6HC69900 | Shipper Inspection | Certification Stamp (ECT) | TM141_TM143 | 32 |  | Lbs./In. | FDA,0 |  | PDI Alcohol Prep Pad Shipper | Analytical - SHIP_NY_32K_100_15.75-8.625-5.1875
6HH04082 | Shipper Inspection | Certification Stamp (ECT) | TM141_TM143 | 32 |  | Lbs./In. | FDA,0 |  | PDI Super Sani Cloth Germicidal Disposable Wipe | Analytical - SHIP_NY_32K_100_13.4375-6.25-9.6875
6HQ08472 | Shipper Inspection | Certification Stamp (ECT) | TM141_TM143 | 44 |  | Lbs./In. | FDA,0 |  | COR SANI HB 160CT 44ECT/33# | Analytical - SHIP_44_2L
6JA580FW | Shipper Inspection | Certification Stamp (ECT) | TM141_TM143 | 44 |  | Lbs./In. | FDA,0 |  | Sani Pro. - Table Turners Cleaning Shipper | Analytical - SHIP_NY_44K_100_16.750-8.125-10.750
6JQ08472 | Shipper Inspection | Certification Stamp (ECT) | TM141_TM143 | 44 |  | Lbs./In. | FDA,0 |  | PDI Sani Cloth HB Shipper | Analytical - SHIP_NY_44K_100_15.1875-10.1875-15.1875
6KQ50772 | Shipper Inspection | Certification Stamp (ECT) | TM141_TM143 | 44 |  | Lbs./In. | FDA,0 |  | Crosstex Sanitex Plus 160ct Shipper | Analytical - SHIP_NY_44K_100_15.25-10.375-15.4375
6KS41125 | Shipper Inspection | Certification Stamp (ECT) | TM141_TM143 | 29 |  | Lbs./In. | FDA,0 |  | PDI Povidone-Iodine Swabstick (3's) | Analytical - SHIP_NY_29K_100_17.125-6.6875-11.75
6LB40600 | Shipper Inspection | Certification Stamp (ECT) | TM141_TM143 | 29 |  | Lbs./In. | FDA,0 |  | Povidone Iodine Prep Pad Shipper | Analytical - SHIP_NY_29K_100_12.375-5.5-4.625
6LQ50772 | Shipper Inspection | Certification Stamp (ECT) | TM141_TM143 | 44 |  | Lbs./In. | FDA,0 |  | Crosstex Sanitex Plus Shipper | Analytical - SHIP_NY_44K_100_15.1875-10.1875-15.1875
6LQ85084 | Shipper Inspection | Certification Stamp (ECT) | TM141_TM143 | 40 |  | Lbs./In. | FDA,0 |  | PDI Sani Cloth Plus Shipper | Analytical - SHIP_NY_40K_100_15.375-10.5625-9.625
6LS41350 | Shipper Inspection | Certification Stamp (ECT) | TM141_TM143 | 29 |  | Lbs./In. | FDA,0 |  | PDI Povidone-Iodine Swabstick (1's) | Analytical - SHIP_NY_29K_100_17.125-6.6875-11.75
6LS82125 | Shipper Inspection | Certification Stamp (ECT) | TM141_TM143 | 29 |  | Lbs./In. | FDA,0 |  | PDI Povidone-Iodine Cleansing Scrub Swab | Analytical - SHIP_NY_29K_100_17.125-6.6875-11.75
6MS48050 | Shipper Inspection | Certification Stamp (ECT) | TM141_TM143 | 29 |  | Lbs./In. | FDA,0 |  | PDI Povidone-Iodine Cleansing Scrub Swab | Analytical - SHIP_NY_29K_100_17.125-6.6875-11.75
6MU87295 | Shipper Inspection | Certification Stamp (ECT) | TM141_TM143 | 32 |  | Lbs./In. | FDA,0 |  | PDI Super Sani Cloth Germicidal Disposable Wipe | Analytical - SHIP_NY_32K_100_13.625-4.5-12.25
6NQ86984 | Shipper Inspection | Certification Stamp (ECT) | TM141_TM143 | 44 |  | Lbs./In. | FDA,0 |  | Super Sani Cloth XL 65ct. Shipper | Analytical - SHIP_NY_44K_100_15.375-10.5625-9.625
6NQ86984 | Shipper Inspection | Certification Stamp (ECT) | TM141_TM143 | 44 |  | Lbs./In. | FDA,0 |  | Super Sani Cloth XL 65ct. Shipper | Analytical - Shipper_NY_Skip lot testing
6NQ89072 | Shipper Inspection | Certification Stamp (ECT) | TM141_TM143 | 44 |  | Lbs./In. | FDA,0 |  | PDI Sani Cloth Shipper 160ct | Analytical - SHIP_NY_44K_100_15.25-10.375-15.4375
6OA404S48 | Shipper Inspection | Certification Stamp (ECT) | TM141_TM143 | 44 |  | Lbs./In. | FDA,0 |  | Prep H Shipper | Analytical - SHIP_NY_44K_100_15.625-12.5-6.1875
6OA540S48 | Shipper Inspection | Certification Stamp (ECT) | TM141_TM143 | 32 |  | Lbs./In. | FDA,0 |  | Preparation H Medicated Wipes Shipper | Analytical - SHIP_NY_32K_100_11.875-7.75-12.625
6OA632S60 | Shipper Inspection | Certification Stamp (ECT) | TM141_TM143 | 32 |  | Lbs./In. | FDA,0 |  | Preparation H Shipper | Analytical - SHIP_NY_32K_150_19.375-8.25-14.125
6OB123ST | Shipper Inspection | Certification Stamp (ECT) | TM141_TM143 | 32 |  | Lbs./In. | FDA,0 |  | Prevantics Device Swab Strip Case Shipper | Analytical - SHIP_NY_32K_100_12.375-10.75-5.75
6OB31400 | Shipper Inspection | Certification Stamp (ECT) | TM141_TM143 | 32 |  | Lbs./In. | FDA,0 |  | CRU 14.625X6.375X5 200# | Analytical - SHIP_32_1AL
6OC22324 | Shipper Inspection | Certification Stamp (ECT) | TM141_TM143 | 32 |  | Lbs./In. | FDA,0 |  | CRU 11.125X6.375X10.375 32ECT | Analytical - SHIP_32_1N
6OD01524 | Shipper Inspection | Certification Stamp (ECT) | TM141_TM143 | 32 |  | Lbs./In. | FDA,0 |  | Walmart Wet Nap Unprinted Shipper | Analytical - SHIP_NY_32K_100_8.25-6.25-4.6875
6OD13500A | Shipper Inspection | Certification Stamp (ECT) | TM141_TM143 | 32 |  | Lbs./In. | FDA,0 |  | CRU 13.25X12.0X6.125 32 ECT/26 | Analytical - SHIP_32_1AD
6OD36055 | Shipper Inspection | Certification Stamp (ECT) | TM141_TM143 | 32 |  | Lbs./In. | FDA,0 |  | Unprinted Shipper | Analytical - SHIP_NY_32K_102_10.625-6.375-11.25
6OH01224 | Shipper Inspection | Certification Stamp (ECT) | TM141_TM143 | 32 |  | Lbs./In. | FDA,0 |  | COR HAND SANI 24CT 32ECT | Analytical - Shipper_NY_Skip lot testing
6OH14324 | Shipper Inspection | Certification Stamp (ECT) | TM141_TM143 | 32 |  | Lbs./In. | FDA,0 |  | CRU SANI HANDS 24CT | Analytical - SHIP_32_1Y
6OH21112 | Shipper Inspection | Certification Stamp (ECT) | TM141_TM143 | 32 |  | Lbs./In. | FDA,0 |  | CRU CVS ANTIBAC 9.75 x 7.625 x 6.75=32 ECT/26MED | Analytical - SHIP_32_1F
6OH45016 | Shipper Inspection | Certification Stamp (ECT) | TM141_TM143 | 32 |  | Lbs./In. | FDA,0 |  | Individual Pack 16X Box 12x Case | Analytical - SHIP_NY_32K_100_8.25-6.875-7.375
6OK75595 | Shipper Inspection | Certification Stamp (ECT) | TM141_TM143 | 32 |  | Lbs./In. | FDA,0 |  | CRU 11.75X9.625X7.6875 32ECT | Analytical - SHIP_32_1R
6OP027LP | Shipper Inspection | Certification Stamp (ECT) | TM141_TM143 | 32 |  | Lbs./In. | FDA,0 |  | COR PAD NEUTROGENA ECT=32 | Analytical - SHIP_32_13A
6OP081LP | Shipper Inspection | Certification Stamp (ECT) | TM141_TM143 | 32 |  | Lbs./In. | FDA,0 |  | Layer Pad - Pond's 50ct WIP | Analytical - SHIP_NY_32NA_250_17.250-11.938
6OP34524 | Shipper Inspection | Certification Stamp (ECT) | TM141_TM143 | 44 |  | Lbs./In. | FDA,0 |  | CRU AVON UNPRINTED=44 ECT | Analytical - SHIP_44_2G
6OP75510 | Shipper Inspection | Certification Stamp (ECT) | TM141_TM143 | 44 |  | Lbs./In. | FDA,0 |  | Cetaphil Unprinted Shipper | Analytical - SHIP_NY_32K_100_15.375-11.5625-10.5625
6OQ22272 | Shipper Inspection | Certification Stamp (ECT) | TM141_TM143 | 44 |  | Lbs./In. | FDA,0 |  | 12ct Large Canister shipper | Analytical - SHIP_NY_44K_100_15.188-10.188-15.188
6OQ85984 | Shipper Inspection | Certification Stamp (ECT) | TM141_TM143 | 44 |  | Lbs./In. | FDA,0 |  | CRU SANI CLOTH | Analytical - SHIP_NY_44K_100_15.375-10.5625-9.625
6OS12350 | Shipper Inspection | Certification Stamp (ECT) | TM141_TM143 | 32 |  | Lbs./In. | FDA,0 |  | Betadine Solution Swabstick Shipper | Analytical - SHIP_NY_32K_100_11.625-6.5-5.938
6OS42850 | Shipper Inspection | Certification Stamp (ECT) | TM141_TM143 | 44 |  | Lbs./In. | FDA,0 |  | COR UN-PRINTED=44 ECT | Analytical - SHIP_44_2N
6OS45625 | Shipper Inspection | Certification Stamp (ECT) | TM141_TM143 | 32 |  | Lbs./In. | FDA,0 |  | Betadine Solution Swabstick Shipper | Analytical - SHIP_NY_32K_100_6.875-6.5-5.938
6OS46250 | Shipper Inspection | Certification Stamp (ECT) | TM141_TM143 | 29 |  | Lbs./In. | FDA,0 |  | CRU 17.125X6.6875X11.75 | Analytical - SHIP_29_1J
6OU12066 | Shipper Inspection | Certification Stamp (ECT) | TM141_TM143 | 40 |  | Lbs./In. | FDA,0 |  | CRU 17-13/16X15-1/8X9 40ECT | Analytical - SHIP_40_1M
6OU21470 | Shipper Inspection | Certification Stamp (ECT) | TM141_TM143 | 40 |  | Lbs./In. | FDA,0 |  | COR KIRKLAND HH GENERIC SHIPPR | Analytical - SHIP_40_1J
6OU31450 | Shipper Inspection | Certification Stamp (ECT) | TM141_TM143 | 44 |  | Lbs./In. | FDA,0 |  | Prep H Totables 50ct Display | Analytical - SHIP_NY_44K_100_18.5-13.5-6.125
6OU35199 | Shipper Inspection | Certification Stamp (ECT) | TM141_TM143 | 32 |  | Lbs./In. | FDA,0 |  | Dermira Shipper | Analytical - SHIP_NY_32K_100_19.75-12-11.375
6OU351LP | Shipper Inspection | Certification Stamp (ECT) | TM141_TM143 | 32 |  | Lbs./In. | FDA,0 |  | 1440ct DRM4 Layer Pad | Analytical - SHIP_NY_32K_NA_19.500X11.750
6OU351TY | Shipper Inspection | Certification Stamp (ECT) | TM141_TM143 | 32 |  | Lbs./In. | FDA,0 |  | 120ct DRM4 Tray | Analytical - SHIP_NY_32K_201_19.0625-2.8125-3.500
6OU37230 | Shipper Inspection | Certification Stamp (ECT) | TM141_TM143 | 32 |  | Lbs./In. | FDA,0 |  | Harmon MTT Unprinted Shipper | Analytical - Shipper_NY_Skip lot testing
6OU38510 | Shipper Inspection | Certification Stamp (ECT) | TM141_TM143 | 32 |  | Lbs./In. | FDA,0 |  | CVS Medicated Wipes Unprinted Shipper | Analytical - SHIP_32_1BG
6OU55510 | Shipper Inspection | Certification Stamp (ECT) | TM141_TM143 | 32 |  | Lbs./In. | FDA,0 |  | Preparation H Rapid Relief Totables w/Lidocaine | Analytical - SHIP_NY_32K_100_11.75-6.25-8
6OU62620 | Shipper Inspection | Certification Stamp (ECT) | TM141_TM143 | 32 |  | Lbs./In. | FDA,0 |  | Preparation H Rapid Relief Totables w/Lidocaine | Analytical - SHIP_NY_32K_100_15-9.5-8
6OX46500 | Shipper Inspection | Certification Stamp (ECT) | TM141_TM143 | 32 |  | Lbs./In. | FDA,0 |  | Shipper - Project X (5.1 mL, 10.5 mL & 26 mL) | Analytical - SHIP_NY_32K_100_23.688-15.688-7.500
6PQ86984 | Shipper Inspection | Certification Stamp (ECT) | TM141_TM143 | 32 |  | Lbs./In. | FDA,0 |  | Super Sani Cloth XL 65ct. Shipper | Analytical - SHIP_NY_32K_100_15.1875-10.1875-9.625
6PQ89072 | Shipper Inspection | Certification Stamp (ECT) | TM141_TM143 | 44 |  | Lbs./In. | FDA,0 |  | PDI Sani-Cloth Plus Shipper | Analytical - SHIP_NY_44K_100_15.1875-10.1875-15.1875
6PS23125 | Shipper Inspection | Certification Stamp (ECT) | TM141_TM143 | 29 |  | Lbs./In. | FDA,0 |  | PDI Duo-Swab Povidone-Iodine | Analytical - SHIP_NY_29K_100_17.125-6.6875-11.75
6QQ55172 | Shipper Inspection | Certification Stamp (ECT) | TM141_TM143 | 44 |  | Lbs./In. | FDA,0 |  | Super Sani Cloth 160ct. Shipper | Analytical - SHIP_NY_44K_100_15.25-10.375-15.4375
6RQ55172 | Shipper Inspection | Certification Stamp (ECT) | TM141_TM143 | 44 |  | Lbs./In. | FDA,0 |  | Super Sani Cloth Shipper | Analytical - SHIP_NY_44K_100_15.1875-10.1875-15.1875
6RQ55172 | Shipper Inspection | Certification Stamp (ECT) | TM141_TM143 | 44 |  | Lbs./In. | FDA,0 |  | Super Sani Cloth Shipper | Analytical - Shipper_NY_Skip lot testing
6ZS505PD | Shipper Inspection | Certification Stamp (ECT) | TM141_TM143 | 32 |  | Lbs./In. | FDA,0 |  | Generic Pad | Analytical - SHIP_32_14A
2OQ850 | Canister & Lid Inspection | Color | Measurement |  |  |  |  | White (Done) | Canister - Extra Large, Ribbed, White | Analytical - Reduced Testing_NY_Can 2OQ850
2AQ471LI | Canister & Lid Inspection | Color | TM141_TM143 |  |  |  |  | Blue (Done) | Medium Deep Well Lid | Analytical - Lid_04B_560_1
5AP027TY | Box Inspection | Color | Default |  |  |  |  | Clear (Done) | TY PLASTIC NEUTROG DP CLN 25CT | Analytical - Box_57A
3OQ333 | Visual Inspection | Color | TM208 |  |  |  |  | White with no off colors or shading [Done] | Embossed Spunlaced Nonwoven - 37 1/2" | Analytical-Applicator_NY_ Embossed Spunlaced Nonwoven - 37 1/2"
2OQ753X | Canister & Lid Inspection | Color | Measurement |  |  |  |  | White (Done) | Canister - Large, Ribbed, White | Analytical - Reduced Testing_NY_Can 2OQ753 X
2OQ753 | Canister & Lid Inspection | Color | Measurement |  |  |  |  | White (Done) | CAN LARGE CANISTER COPOLYMER | Analytical - Reduced Testing_NY_Can 2OQ753
2OA632SLI | Solo Lid Inspection | Color | Measurement |  |  |  |  | Meets the specification (Done) | Preparation H Medicated Hemorrhoidal Wipes | Analytical - Lid_NY_Prep H medicated Hemorrhoidal Wipes
2BQ084LI | Canister & Lid Inspection | Color | TM141_TM143 |  |  |  |  | Translucent Teal (Done) | Large Deep Well Lid 560 Orifice | Analytical - Lid_11A
2BQ471LI | Canister & Lid Inspection | Color | TM141_TM143 |  |  |  |  | Translucent Blue (Done) | Medium Deep Well Lid with 560 Orifice Trans Blue | Analytical - Lid_04F_560
2BQ551LI | Canister & Lid Inspection | Color | TM141_TM143 |  |  |  |  | Translucent Purple (Done) | Large Deep Well Lid PDI Orifice | Analytical - Lid_13A
2BQ551LI | Canister & Lid Inspection | Color | TM141_TM143 |  |  |  |  | Translucent Purple (Done) | Large Deep Well Lid PDI Orifice | Analytical - Lid_NY_Skip lot testing
2OP093LI | Canister & Lid Inspection | Color | TM141_TM143 |  |  |  |  | Matches Specification (Done) | PP Threaded Blue cap | Analytical - Lid_NY_Threaded Blue Cap
2OP138 | Canister & Lid Inspection | Color | TM141_TM143 |  |  |  |  | White (Done) | Large Ribbed Straight Walled Canister | Analytical - Reduced Testing_NY_Can 2OP138
2OP138 | Canister & Lid Inspection | Color | TM141_TM143 |  |  |  |  | White (Done) | Large Ribbed Straight Walled Canister | Analytical - Skip Lot Relrase_NY_2OP138
2OP138 | Canister & Lid Inspection | Color | TM141_TM143 |  |  |  |  | White (Done) | Large Ribbed Straight Walled Canister | Analytical - Skip Lot Relrase_NY_2OP638
2OP138C | Canister & Lid Inspection | Color | TM141_TM143 |  |  |  |  | White (Done) | Large Ribbed Straight Walled Canister | Analytical - Skip Lot Relrase_NY_2OP138
2OP159LI | Canister & Lid Inspection | Color | TM141_TM143 |  |  |  |  | Blue (Done) | Large Deep Well Lid .560 Orifice Blue | Analytical - Lid_03B
5AP308TY | Box Inspection | Color | Default |  |  |  |  | Clear (Done) | Plastic Wipes Try | Analytical - Box_63A
2OP242LI | Canister & Lid Inspection | Color | TM141_TM143 |  |  |  |  | Translucent Plum (Done) | Large Deep Well Lid-Sani Cloth Prime Lobe Orifice | Analytical - Lid_17C
3AP211 | Visual Inspection | Color | TM208 |  |  |  |  | White to Off-White (Done) | Spunlaced Nonwoven 55gsm 37 1/2" | Analytical-Applicator_NY_Spunlaced Nonwoven 55gsm 37 1/2"
3OP138 | Visual Inspection | Color | TM208 |  |  |  |  | Meets specifications (Done) | 40 gsm, Hydroentangled Nonwoven 30" with Diamond Emboss | Analytical - Applicator_36D
2OP280LI | Canister & Lid Inspection | Color | TM141_TM143 |  |  |  |  | Translucent Orange (Done) | Large Deep Well Lid- Bleach Orifice | Analytical - Lid_17A
2OP520LI | Canister & Lid Inspection | Color | TM141_TM143 |  |  |  |  | White (Done) | Large Deep Well Lid PDI Orifice | Analytical - Lid_NY_Skip lot testing
2OP638 | Canister & Lid Inspection | Color | TM141_TM143 |  |  |  |  | White (Done) | Extra-Large Straight Walled Canister | Analytical - Skip Lot Relrase_NY_2OP638
2OP638 | Canister & Lid Inspection | Color | TM141_TM143 |  |  |  |  | White (Done) | Extra-Large Straight Walled Canister | Analytical - Reduced Testing_NY_Can 2OP638
2OP638 | Canister & Lid Inspection | Color | TM141_TM143 |  |  |  |  | White (Done) | Extra-Large Straight Walled Canister | Analytical - Skip Lot Relrase_NY_2OP138
2OP638LI | Canister & Lid Inspection | Color | TM141_TM143 |  |  |  |  | Translucent Gray (Done) | Large Deep Well Lid PDI Orifice Translucent Gray | Analytical - Lid_13D
3XP667 | Visual Inspection | Color | TM208 |  |  |  |  | Meets specifications (Done) | Spunlaced Nonwoven 50gsm 100% Polyester - 38.75" | Analytical-Applicator_NY_Spunlaced Nonwoven 50 gsm 100% Polyester-38.75"
2OQ850X | Canister & Lid Inspection | Color | Measurement |  |  |  |  | White (Done) | Canister - Extra Large, Ribbed, White | Analytical - Reduced Testing_NY_Can 2OQ850X
2OP638LI | Canister & Lid Inspection | Color | TM141_TM143 |  |  |  |  | Translucent Gray (Done) | Large Deep Well Lid PDI Orifice Translucent Gray | Analytical - Lid_NY_Skip lot testing
2OP638LI | Canister & Lid Inspection | Color | TM141_TM143 |  |  |  |  | White (Done) | Large Deep Well Lid PDI Orifice Translucent Gray | Analytical - Skip Lot Relrase_NY_2OP638
2OQ850LI | Canister & Lid Inspection | Color | TM141_TM143 |  |  |  |  | Translucent Red (Done) | Large Deep Well Lid .560 Orifice | Analytical - Lid_NY_Skip lot testing
2OQ850LI | Canister & Lid Inspection | Color | TM141_TM143 |  |  |  |  | Translucent Red (Done) | Large Deep Well Lid .560 Orifice | Analytical - Lid_11B
3OQ551 | Visual Inspection | Color | TM208 | [5 empty] | 40gsm, Hydroentangled Nonwoven, 42" | Analytical - Applicator_15E
2OQ882LI | Canister & Lid Inspection | Color | TM141_TM143 |  |  |  |  | Dark Green (Done) | LID LG DW DP GREEN 560 ORIFICE | Analytical - Lid_12A
4ABBY12 | Canister & Lid Inspection | Color | TM141_TM143 |  |  |  |  | White (Done) | Liq Natural Baby | Analytical - Skip Lot Relrase_NY_2OP638
2OX465B | Canister & Lid Inspection | Color | Measurement |  |  |  |  | Natural (Done) | Bottle, 26ml | Analytical - Bottle, 26ml
3OX465H | Canister & Lid Inspection | Color | Measurement |  |  |  |  | Natural (Done) | Handle, 26 ml | Analytical - Handle, 26 ml
2OX510B | Canister & Lid Inspection | Color | Measurement |  |  |  |  | Natural (Done) | Bottle, 5.1ml | Microbiologu - Bioburden_Applicator_NY
2OA347SLI | Solo Lid Inspection | Color | Measurement |  |  |  |  | Meets the specification (Done) | Summer's Eve Fresh Cycle Cleans Cloths | Analytical - Lid_NY_Summer's Eve Fresh Cycle
2AJ170SLI | Solo Lid Inspection | Color | Measurement |  |  |  |  | Meets the specification (Done) | Cetaphil Gentle Skin Cleansing Wipes Solo | Analytical - Lid_NY_NP7600_22FA
2AJ324SLI | Solo Lid Inspection | Color | Measurement |  |  |  |  | Meets the specification (Done) | Cetaphil Gentle Skin Cleansing Wipes Solo | Analytical - Lid_NY_NP7600_22X
3OQ444 | Visual Inspection | Color | TM208 |  |  |  |  | White with no off colors or shading [Done] | Applicator- 36" Embossed Spunlaced Nonwoven | Analytical-Applicator_NY_36" Embossed Spunlaced Nonwoven
3OQ222 | Visual Inspection | Color | TM208 |  |  |  |  | White with no off colors or shading [Done] | Applicator - 30" Embossed Spunlaced Nonwoven | Analytical-Applicator_NY_ 30" Embossed Spunlaced Nonwoven
3OP093PD | Visual Inspection | Color | TM208 |  |  |  |  | Meets specifications (Done) | Die Cut Pads 2.25" 90 Count | Analytical-Applicator_NY_Die Cut Pads
2OP093 | Canister & Lid Inspection | Color | Measurement |  |  |  |  | Matches Specification (Done) | 10oz. Blue HDPE Bottle Grade Jar | Analytical - Skip Lot Release_NY_2OP093
3OA592 | Visual Inspection | Color | TM208 |  |  |  |  | Meets specifications (Done) | Nonwoven Rolls Dispersible Unembossed - 6" width - 70gsm | Analytical - Applicator_NY_Nonwoven Rolls Dispersible Unembossed - 6" - 70gsm
2OP093 | Canister & Lid Inspection | Color | Measurement |  |  |  |  | Matches Specification (Done) | 10oz. Blue HDPE Bottle Grade Jar | Analytical - Jar _10 oz Blue HDPE Grade Jar
2OP134 | Canister & Lid Inspection | Color | Measurement |  |  |  |  | White (Done) | Canister - Medium, Tapered White 4.1" | Analytical - Reduced Testing_NY_Can 2OP134
3OA580 | Visual Inspection | Color | TM208 |  |  |  |  | Meets specifications (Done) | 45 gsm, Hydroentangled Nonwoven 11-1/2” | Analytical - Applicator_38A
3OJ213 | Visual Inspection | Color | TM208 | [5 empty] | AP1 VJ 40 GSM 50% VISC/50% PET 12" | Analytical - Applicator_08A
2OJ130SLI | Solo Lid Inspection | Color | Measurement |  |  |  |  | Meets the specification (Done) | Cetaphil Gentle Skin Cleansing Wipes Solo | Analytical - Lid_NY_NP7600_22Y
3OP134 | Visual Inspection | Color | TM208 |  |  |  |  | White with no off colors or shading [Done] | 35gsm Stora Flat - 30" | Analytical-Applicator_NY_35gsm Stora Flat - 30"
3XP134 | Visual Inspection | Color | TM208 |  |  |  |  | White with no off colors or shading [Done] | 35gsm Stora Flat - 36" | Analytical-Applicator_NY_35gsm Stora Flat - 36"
2OQ753 | Canister & Lid Inspection | Color | Measurement |  |  |  |  | White (Done) | CAN LARGE CANISTER COPOLYMER | Analytical - Skip Lot Release_NY_2OQ753
3DQ595N | Visual Inspection | Color | TM208 |  |  |  |  | Meets specifications (Done) | AP1 SG THERMAL SH-PP-40 30" | Analytical - Applicator_10I
3OQ890N | Visual Inspection | Color | TM208 |  |  |  |  | Meets specifications (Done) | AP1 SG THERMAL SH-PP-40 36" | Analytical - Applicator_01E
3OQ850N | Visual Inspection | Color | TM208 | [5 empty] | Applicator Thermal Bonded Nonwoven-37 1/2" | Analytical - Applicator_01E
3BJ141 | Visual Inspection | Color | TM208 |  |  |  |  | Meets specifications (Done) | AP1 VJ 43G 40/60 BGDOT 11.625 | Analytical - Applicator_07K
3XP253 | Visual Inspection | Color | TM208 |  |  |  |  | White with no off colors or shading [Done] | 35gsm Flat Thermoembonded Nonwoven 30" | Analytical - Applicator_NY_35gsm Flat Thermoembonded Nonwoven 30"
3OP242 | Visual Inspection | Color | TM208 |  |  |  |  | White with no off colors or shading [Done] | 35gsm Flat Thermoembonded Nonwoven 37.5" | Analytical - Applicator_NY_35gsm Flat Thermoembonded Nonwoven 37.5"
2OA592SLI | Solo Lid Inspection | Color | Measurement |  |  |  |  | Teal Pantone 3145C | Prep-H Medicated Wipes Solo | Analytical - Lid_NY_NP7600_22S
3AU228 | Visual Inspection | Color | TM208 |  |  |  |  | Meets specifications (Done) | AP1 SP SPUNLACE 55G 50/50 7.5 | Analytical - Applicator_06I
3XP540 | Visual Inspection | Color | TM208 |  |  |  |  | Meets specifications (Done) | Spunlaced Nonwoven 50gsm 100% Polyester - 42" | Analytical-Applicator_NY_Spunlaced Nonwoven 50 gsm 100% Polyester-42"
3OU265 | Visual Inspection | Color | TM208 |  |  |  |  | Meets specifications (Done) | Spunlaced Nonwoven 50 gsm 100% Polyester – 11 1/2” | Analytical - Applicator_10H
2OQ850 | Canister & Lid Inspection | Color | Measurement |  |  |  |  | White (Done) | Canister - Extra Large, Ribbed, White | Analytical - Reduced Testing_NY_Can 2OQ850X
2OQ850X | Canister & Lid Inspection | Color | Measurement |  |  |  |  | White (Done) | Canister - Extra Large, Ribbed, White | Analytical - Reduced Testing_NY_Can 2OQ850
3XP138 | Visual Inspection | Color | TM208 |  |  |  |  | Meets specifications (Done) | 40 gsm, Hydroentangled Nonwoven 37 1/2" with Diamond Emboss | Analytical - Applicator_36B
3OH592 | Visual Inspection | Color | TM208 |  |  |  |  | Meets specifications (Done) | 40 gsm, Hydroentangled Nonwoven 7 7/8” with Diamond Emboss | Analytical - Applicator_36A
3OU275 | Visual Inspection | Color | TM208 |  |  |  |  | Meets specifications (Done) | 40 gsm, Hydroentangled Nonwoven 11 3/4” with Diamond Emboss | Analytical - Applicator_36C
3OA347 | Visual Inspection | Color | TM208 | [5 empty] | Nonwoven Rolls Dispersible Unembossed - 6" width-65 gsm | Analytical-Applicator_NY_Nonwoven Rolls Dispersable Unembossed- 6" width - 65 gsm
3OA911 | Visual Inspection | Color | TM208 |  |  |  |  | Meets specifications (Done) | 55gsm Big Dot Embossed Nonwoven | Analytical - Applicator_NY_55gsm Big Dot Embossed Nonwoven
3OP257 | Visual Inspection | Color | TM208 |  |  |  |  | Meets specifications (Done) | Spunlaced Nonwoven 50gsm 100% Polyester - 37.5" | Analytical-Applicator_NY_Spunlaced Nonwoven 50 gsm 100% Polyester-37.5"
3OA972 | Visual Inspection | Color | TM208 |  |  |  |  | Meets specifications (Done) | 40 gsm, Hydroentangled Nonwoven 9" with Diamond Emboss | Analytical-Applicator_NY_40gsm Hydroentangled Nonwoven 9" with Diamond Emboss
2OP138C | Canister & Lid Inspection | Color | Measurement |  |  |  |  | White (Done) | Large Ribbed Straight Walled Canister | Analytical - Reduced Testing_NY_Can 2OP138C
3OA347 | Visual Inspection | Color | TM208 |  |  |  |  | Meets specifications (Done) | Nonwoven Rolls Dispersible Unembossed - 6" width-65 gsm | Microbiologu - Bioburden_Applicator_NY
2AA592SLI | Solo Lid Inspection | Color | Measurement |  |  |  |  | Meets the specification (Done) | Preparation H Medicated Hemorrhoidal Wipes | Analytical - Lid_NY_NP7600_22R1
3OX465H | Canister & Lid Inspection | Color | Measurement |  |  |  |  | Natural (Done) | Handle, 26 ml | Microbiologu - Bioburden_Applicator_NY
2OX510B | Canister & Lid Inspection | Color | Measurement |  |  |  |  | Natural (Done) | Bottle, 5.1ml | Analytical - Bottle, 5.1ml
3DQ595 | Visual Inspection | Color | TM208 |  |  |  |  | Meets specifications (Done) | AP1 SG THERMAL SH-PP-40 30" | Analytical - Applicator_10D
2OP638 | Canister & Lid Inspection | Color | Measurement |  |  |  |  | White (Done) | Extra-Large Straight Walled Canister | Analytical - Reduced Testing_NY_Can 2OP638
2OP138 | Canister & Lid Inspection | Color | Measurement |  |  |  |  | White (Done) | Large Ribbed Straight Walled Canister | Analytical - Reduced Testing_NY_Can 2OP138
3OP081 | Visual Inspection | Color | TM208 | [5 empty] | Rolls Flat Spunlaced Nonwoven - 55 gsm | Analytical - Applicator_NY_Rolls Flat Spunlaced Nonwoven-55gsm-30"
2AJ190SLI | Solo Lid Inspection | Color | Measurement |  |  |  |  | Meets the specification (Done) | Cetaphil Gentle Skin Cleansing Wipes Solo | Analytical - Lid_NY_NP7600_22V
4FQ51801 | Visual Inspection | Color | TM208 | [5 empty] | LIQ IMPROVED GERMICIDAL CLEANI | Analytical - BL_Sani_07C
3OU351 | Color | Color | TM208 |  |  |  |  | White with no off colors or shading (Done) | 1.25 oz/sy (42.4 gsm) Ultrasoft Spunbond Nonwoven White | Analytical-Applicator_NY_1.25 oz/sy - 42.4gsm Spunbound Nonwoven
3OJ213 | Visual Inspection | Color | TM208 |  |  |  |  | Meets specifications (Done) | AP1 VJ 40 GSM 50% VISC/50% PET 12" | Analytical-Applicator_NY_Skip lot testing
3XP667 | Visual Inspection | Color | TM208 |  |  |  |  | Meets specifications (Done) | Spunlaced Nonwoven 50gsm 100% Polyester - 38.75" | Analytical-Applicator_NY_Skip lot testing
3XP540 | Visual Inspection | Color | TM208 | [5 empty] | Spunlaced Nonwoven 50gsm 100% Polyester - 42" | Analytical - Applicator_NY_Skip lot testing
3OQ333 | Visual Inspection | Color | TM208 |  |  |  |  | Meets specifications (Done) | Embossed Spunlaced Nonwoven - 37 1/2" | Analytical-Applicator_NY_Skip lot testing
3OP920 | Visual Inspection | Color | TM208 |  |  |  |  | Meets specifications (Done) | SMS Nonwovens Honeycomb Embossed- 35 gsm - 953 mm | Analytical-Applicator_NY_SMS Nonwovens Honeycomb Embossed- 35 gsm - 37.5"
3OX510H | Canister & Lid Inspection | Color | Measurement |  |  |  |  | Natural (Done) | Handle, 5.1 ml | Analytical - Handle, 5.1 ml
2OQ850 | Canister & Lid Inspection | Color | Measurement |  |  |  |  | White (Done) | Canister - Extra Large, Ribbed, White | Analytical - Skip Lot Release_NY_2OQ850
3OQ222 | Visual Inspection | Color | TM208 | [5 empty] | Applicator - 30" Embossed Spunlaced Nonwoven | Analytical-Applicator_NY_ Embossed Spunlaced Nonwoven - 37 1/2"
3OQ444 | Visual Inspection | Color | TM208 |  |  |  |  | White with no off colors or shading [Done] | Applicator- 36" Embossed Spunlaced Nonwoven | Analytical-Applicator_NY_Skip lot testing
3OQ222 | Visual Inspection | Color | TM208 |  |  |  |  | White with no off colors or shading [Done] | Applicator - 30" Embossed Spunlaced Nonwoven | Analytical-Applicator_NY_36" Embossed Spunlaced Nonwoven
3OQ444 | Visual Inspection | Color | TM208 | [5 empty] | Applicator- 36" Embossed Spunlaced Nonwoven | Analytical-Applicator_NY_ 30" Embossed Spunlaced Nonwoven
3OQ222 | Visual Inspection | Color | TM208 |  |  |  |  | White with no off colors or shading [Done] | Applicator - 30" Embossed Spunlaced Nonwoven | Analytical-Applicator_NY_Skip lot testing
3OQ333 | Visual Inspection | Color | TM208 |  |  |  |  | White with no off colors or shading [Done] | Embossed Spunlaced Nonwoven - 37 1/2" | Analytical-Applicator_NY_36" Embossed Spunlaced Nonwoven
3OQ444 | Visual Inspection | Color | TM208 | [5 empty] | Applicator- 36" Embossed Spunlaced Nonwoven | Analytical-Applicator_NY_ Embossed Spunlaced Nonwoven - 37 1/2"
9OX465GL | Color | Color | TM141_TM143 |  |  |  |  | Very Pale Amber (Done) | Hot Melt Adhesive, BAM 418 | Analytical - NY_Glue_01
3OD438 | Applicator_Inspection | Color (TM 208) | [5 empty] | White with no off colors or shading | 35 gsm Unembossed Nonwoven | Analytical - Applicator_NY_35 gsm Unembossed Nonwoven
3OP113 | Applicator_Inspection | Color (TM 208) | [5 empty] | White with no off colors or shading | Flat CSC Spunlaced Nonwoven - 45 gsm - 30" | Analytical-Applicator_NY_Skip lot testing
3OM304 | Applicator_Inspection | Color (TM 208) | See Analyte for Method # |  |  |  |  | Meets specifications (Done) | Spunlaced Nonwoven 50 gsm 100% Polyester - 9" | Analytical-Applicator_NY_Spunlaced Nonwoven 50 gsm 100% Polyester-9"
3OA426 | Applicator_Inspection | Color (TM 208) | [5 empty] | White with no off colors or shading | Rolls Spunlaced Nonwoven – 8” – 52 gsm | Analytical - Applicator_NY_Rolls Spunlaced Nonwoven – 8” – 52 gsm
3OQ850N | Applicator_Inspection | Color (TM 208) | [5 empty] | White with no off colors or shading | Applicator Thermal Bonded Nonwoven-37 1/2" | Analytical - Applicator_NY_Thermal Bonded Nonwoven-37 1/2"
3OQ890N | Applicator_Inspection | Color (TM 208) | [5 empty] | White with no off colors or shading | AP1 SG THERMAL SH-PP-40 36" | Analytical - Applicator_NY_Thermal Bonded Nonwoven-37 1/2"
3OP920 | Applicator_Inspection | Color (TM 208) | [5 empty] | White with no off colors or shading | SMS Nonwovens Honeycomb Embossed- 35 gsm - 953 mm | Analytical-Applicator_NY_SMS Nonwovens Honeycomb Embossed- 35 gsm - 37.5"
3OP705 | Applicator_Inspection | Color (TM 208) | [5 empty] | White with no off colors or shading | Rolls Spunlaced Nonwoven – 25 1/2” – 52 gsm | Analytical-Applicator_NY_Skip lot testing
3OU252 | Applicator_Inspection | Color (TM 208) | See Analyte for Method # | [5 empty] | Nonwoven Rolls Spunlaced Nonwoven - 9" - 67.8gsm | Analytical-Applicator_NY_Rolls Spunlaced Nonwoven-10"-67.8gsm
3OU252 | Applicator_Inspection | Color (TM 208) | [5 empty] | White with no off colors or shading | Nonwoven Rolls Spunlaced Nonwoven - 9" - 67.8gsm | Analytical-Applicator_NY_Rolls Spunlaced Nonwoven-10"-67.8gsm
3OA347 | Applicator_Inspection | Color (TM 208) | [5 empty] | White with no off colors or shading | Nonwoven Rolls Dispersible Unembossed - 6" width-65 gsm | Microbiologu - Bioburden_Applicator_NY
3OD438 | Applicator_Inspection | Color (TM 208) | [5 empty] | White with no off colors or shading | 35 gsm Unembossed Nonwoven | Analytical - REDUCED TESTING_NY_3OD438
3OH581 | Applicator_Inspection | Color (TM 208) | [5 empty] | White with no off colors or shading | Spunlaced Nonwoven 50 gsm 100% Polyester – 7” | Analytical - Applicator_NY_Spunlaced Nonwoven 50 gsm 100% Polyester – 7”
3OA347 | Applicator_Inspection | Color (TM 208) | [5 empty] | White with no off colors or shading | Nonwoven Rolls Dispersible Unembossed - 6" width-65 gsm | Analytical-Applicator_NY_Nonwoven Rolls Dispersable Unembossed- 6" width - 65 gsm
3OP065 | Applicator_Inspection | Color (TM 208) | [5 empty] | White with no off colors or shading | Rolls Spunlaced Nonwoven Diamond - 60gsm | Analytical - Applicator_NY_Rolls spunlaced Nonwoven Diamond - 60gsm
3OB108 | Applicator_Inspection | Color (TM 208) | [5 empty] | White with no off colors or shading | Applicator Textured Thermal Bond - 55.8 gsm - 25 ½" | Analytical - REDUCED TESTING_NY_3OB108
3OM304 | Applicator_Inspection | Color (TM 208) | See Analyte for Method # |  |  |  |  | Meets specifications (Done) | Spunlaced Nonwoven 50 gsm 100% Polyester - 9" | Analytical-Applicator_NY_Skip lot testing
3AQ470-A | Applicator_Inspection | Color (TM 208) | [5 empty] | White with no off colors or shading | Rolls Spunlaced Nonwoven – 37.75” – 50gsm | Analytical-Applicator_NY_Rolls Spunlaced Nonwoven - 37.75"-50gsm
3OH143 | Applicator_Inspection | Color (TM 208) | [5 empty] | White with no off colors or shading | Embossed Spunlaced Nonwoven 45 gsm – 7” | Analytical - Applicator_NY_Embossed Spunlaced Nonwoven 45 gsm – 7”
3OC585 | Applicator_Inspection | Color (TM 208) | [5 empty] | White with no off colors or shading | 55 gsm unembossed spunlaced nonwoven- 6" | Analytical - Applicator_NY_55 gsm Unembossed Spunlaced Nonwoven – 6”
3OD186 | Applicator_Inspection | Color (TM 208) | [5 empty] | White with no off colors or shading | Paper Crepe 23 lb., 7 3/4" | Analytical - Applicator_NY_Paper Crepe 23 lb., 7 3/4"
2AA284SLI | Canister & Lid Inspection | Color/Copy | TM141_TM143 |  |  |  |  | Copy/color is in accordance with the item # print specification (Done) | Preparation H Solo | Analytical - Lid_01B
2AA592SLI | Canister & Lid Inspection | Color/Copy | TM141_TM143 |  |  |  |  | Copy/color is in accordance with the item # print specification (Done) | Preparation H Medicated Hemorrhoidal Wipes | Analytical - Lid_NY_NP7600_22R1
2AA714SLI | Canister & Lid Inspection | Color/Copy | TM141_TM143 |  |  |  |  | Copy/color is in accordance with the item # print specification (Done) | Dove Baby Wipes Solo | Analytical - Lid_01V
2AA922SLI | Canister & Lid Inspection | Color/Copy | TM141_TM143 | [5 empty] | Dove Baby Wipes Solo | Analytical - Lid_01V
2AA922SLI | Canister & Lid Inspection | Color/Copy | TM141_TM143 |  |  |  |  | Copy/color is in accordance with the item # print specification (Done) | Dove Baby Wipes Solo | Analytical - Lid_NY_Skip lot testing
2AJ170SLI | Canister & Lid Inspection | Color/Copy | TM141_TM143 |  |  |  |  | Copy/color is in accordance with the item # print specification (Done) | Cetaphil Gentle Skin Cleansing Wipes Solo | Analytical - Lid_NY_NP7600_22FA
2AJ190SLI | Canister & Lid Inspection | Color/Copy | TM141_TM143 |  |  |  |  | Copy/color is in accordance with the item # print specification (Done) | Cetaphil Gentle Skin Cleansing Wipes Solo | Analytical - Lid_NY_NP7600_22V
2AJ324SLI | Canister & Lid Inspection | Color/Copy | TM141_TM143 |  |  |  |  | Copy/color is in accordance with the item # print specification (Done) | Cetaphil Gentle Skin Cleansing Wipes Solo | Analytical - Lid_NY_NP7600_22X
2AU252 | Visual Inspection | Color/Copy | TM141_TM143 |  |  |  |  | Meets specifications (Done) | L' Oreal paris Sublime Bronze Self-Tanning Twlts. | Analytical - Web_NP3459_8.0
2AU555 | Visual Inspection | Color/Copy | TM141_TM143 |  |  |  |  | Meets specifications (Done) | Prep H Rapid Relief with Lidocaine Totables | Analytical - Web_NP3460_7.5
2BA585SLI | Canister & Lid Inspection | Color/Copy | TM141_TM143 |  |  |  |  | Copy/color is in accordance with the item # print specification (Done) | Aveeno Ultra-Calming Sensitive Skin MUR Wipes | Analytical - Lid_19AB
2BP308SLI | Canister & Lid Inspection | Color/Copy | TM141_TM143 |  |  |  |  | Copy/color is in accordance with the item # print specification (Done) | Aveeno Ultra-Calming Makeup removing Wipes | Analytical - Lid_Aveeno Ultra-Calming MUR
2CA580SLI | Canister & Lid Inspection | Color/Copy | TM141_TM143 |  |  |  |  | Copy/color is in accordance with the item # print specification (Done) | Table Turners Cleaning Multi-Surface Wipes | Analytical - Lid_01R
2EU351 | Visual Inspection | Color/Copy | TM141_TM143 |  |  |  |  | Meets specifications (Done) | Qbrexza Web 1ct | Analytical - Web_NP5211_7.0
2OA347SLI | Canister & Lid Inspection | Color/Copy | TM141_TM143 |  |  |  |  | Copy/color is in accordance with the item # print specification (Done) | Summer's Eve Fresh Cycle Cleans Cloths | Analytical - Lid_NY_Summer's Eve Fresh Cycle
2OA592SLI | Canister & Lid Inspection | Color/Copy | TM141_TM143 |  |  |  |  | Copy/color is in accordance with the item # print specification (Done) | Prep-H Medicated Wipes Solo | Analytical - Lid_NY_NP7600_22S
2OA632SLI | Canister & Lid Inspection | Color/Copy | TM141_TM143 |  |  |  |  | Copy/color is in accordance with the item # print specification (Done) | Preparation H Medicated Hemorrhoidal Wipes | Analytical - Lid_NY_Prep H medicated Hemorrhoidal Wipes
2OJ124SLI | Canister & Lid Inspection | Color/Copy | TM141_TM143 |  |  |  |  | Copy/color is in accordance with the item # print specification (Done) | Cetaphil Gentle Skin Cleansing Wipes Solo | Analytical - Lid_NY_Cetaphil Gentle Skin cleansing wipes solo
2OJ130SLI | Canister & Lid Inspection | Color/Copy | TM141_TM143 |  |  |  |  | Copy/color is in accordance with the item # print specification (Done) | Cetaphil Gentle Skin Cleansing Wipes Solo | Analytical - Lid_NY_NP7600_22Y
2OJ213SLI | Canister & Lid Inspection | Color/Copy | TM141_TM143 |  |  |  |  | Copy/color is in accordance with the item # print specification (Done) | LID SOLO HYGEA MULTIPURPOSE | Analytical - Lid_01A
2OM304SLI | Canister & Lid Inspection | Color/Copy | TM141_TM143 |  |  |  |  | Copy/color is in accordance with the item # print specification (Done) | Sani Professional No-Rinse Sanitizing Solo | Analytical - Lid_No-Rinse sanitizing Solo
2OM701SLI | Canister & Lid Inspection | Color/Copy | TM141_TM143 |  |  |  |  | Copy/color is in accordance with the item # print specification (Done) | Sani Professional No-Rinse Sanitizing Solo | Analytical - Lid_No-Rinse sanitizing Solo_01
2OP065 | Visual Inspection | Color/Copy | TM141_TM143 |  |  |  |  | Meets specifications (Done) | Ponds Evening Soothe Twlts. | Analytical - Web_NP8536_11.875
2OP067 | Visual Inspection | Color/Copy | TM141_TM143 |  |  |  |  | Meets specifications (Done) | Ponds Original Fresh 28ct Twlts. - Canada | Analytical - Web_NP8536_11.875
2OP067 | Visual Inspection | Color/Copy | TM141_TM143 |  |  |  |  | Meets specifications (Done) | Ponds Original Fresh 28ct Twlts. - Canada | Analytical - Web_NY_Skip lot testing
2OP073 | Visual Inspection | Color/Copy | TM141_TM143 |  |  |  |  | Meets specifications (Done) | Ponds Luminous Clean Twlts. | Analytical - Web_NP8536_11.875
2OP075 | Visual Inspection | Color/Copy | TM141_TM143 |  |  |  |  | Meets specifications (Done) | L'Oreal Paris Revitalift MUR Cleans. Twlt | Analytical - Web_NP8541_12.205
2OP079 | Visual Inspection | Color/Copy | TM141_TM143 |  |  |  |  | Meets specifications (Done) | L 'Oreal Paris Revitalift MUR Cleans Wipes Canada | Analytical - Web_NP8541_12.205
2OP081 | Visual Inspection | Color/Copy | TM141_TM143 |  |  |  |  | Meets specifications (Done) | Ponds Original Fresh Twlts. | Analytical - Web_NP8536_11.875
2OP092 | Visual Inspection | Color/Copy | TM141_TM143 |  |  |  |  | Meets specifications (Done) | Ponds Original Fresh 15ct Twlts. | Analytical - Web_NP8536_10
2OP205 | Visual Inspection | Color/Copy | TM141_TM143 |  |  |  |  | Meets specifications (Done) | Ponds Exfoliating Renewal Twlts | Analytical - Web_NP8536_11.875
2OP213 | Visual Inspection | Color/Copy | TM141_TM143 |  |  |  |  | Meets specifications (Done) | Garnier Skin Active Clean Micellar Makeup Remover Cleans. Twlts. - Canada | Analytical - Web_NP8541_11
2BP601 | Visual Inspection | Color/Copy | TM208 |  |  |  |  | Meets specifications (Done) | Neutrogena Hydrating - Web | Analytical - Web_NP8512_12.205
2AP585 | Visual Inspection | Color/Copy | TM208 |  |  |  |  | Meets specifications (Done) | Aveeno Ultra-Calming Makeup Removing Wipes | Analytical - Web_NP8512_12.205
2OU611 | Visual Inspection | Color/Copy | TM141_TM143 |  |  |  |  | Meets specifications (Done) | Qbrexza Web 1ct | Analytical - Web_NP5211_7.0
3OP197A-SU | Label Inspection | Color/Copy | TM141_TM143 |  |  |  |  | Copy/color should be in accordance with individual Item # print spec (Done) | Spunlaced Embossed Nonwoven - 900mm | Analytical - Label_NY_NP7200_6.25-4.5
5AB123CP | Label Inspection | Color/Copy | TM141_TM143 |  |  |  |  | Copy/color should be in accordance with individual Item # print spec (Done) | Clear Hang Tab w/Hang Tite 203A Clear Adhesive | Analytical - Label_NY_5AB123CP_1.9375-1.875
2AP328 | Visual Inspection | Color/Copy | TM208 |  |  |  |  | Meets specifications (Done) | Neutrogena Oil-Free Cleansing Wipes | Analytical - Web_NP8512_12.205
2AP284 | Visual Inspection | Color/Copy | TM208 |  |  |  |  | Meets specifications (Done) | Neutrogena Oil-Free Cleansing Wipes | Analytical - Web_NP8512_12.205
2AP027 | Visual Inspection | Color/Copy | TM208 |  |  |  |  | Meets specifications (Done) | Neutrogena Deep Clean Make-Up Remover | Analytical - Web_NP8512_310
2AP308 | Visual Inspection | Color/Copy | TM208 |  |  |  |  | Meets specifications (Done) | Aveeno Ultra-Calming Makeup Removing Wipes | Analytical - Web_NP8512_12.205
2OP230 | Visual Inspection | Color/Copy | TM208 |  |  |  |  | Meets specifications (Done) | Neutrogena Naturals Purifying Makeup Rmvr. Cleans. Twlts. | Analytical - Web_NP8512_12.205
2AP229 | Visual Inspection | Color/Copy | TM208 |  |  |  |  | Meets specifications (Done) | Neutrogena Naturals Purifying Makeup Rmvr. Cleans. Twlts. | Analytical - Web_NP8512_9.5
2AP211 | Visual Inspection | Color/Copy | TM208 |  |  |  |  | Meets specifications (Done) | Neutrogena Make-up Remover Cleans Twlts. | Analytical - Web_NP8512_12.205
2AP337 | Visual Inspection | Color/Copy | TM208 |  |  |  |  | Meets specifications (Done) | Neutrogena Deep Clean MUR Wipes - Canada | Analytical - Web_NP8512_310
8AA654SI | Label Inspection | Color/Copy | TM141_TM143 |  |  |  |  | Copy/color should be in accordance with individual Item # print spec (Done) | LBL Remove Completely Label | Analytical - Label_A10
8AA654SI | Label Inspection | Color/Copy | TM141_TM143 | [5 empty] | LBL Remove Completely Label | Analytical - Label_NY_Skip lot testing
8AA70900 | Label Inspection | Color/Copy | TM141_TM143 |  |  |  |  | Copy/color should be in accordance with individual Item # print spec (Done) | Preparation H Medicated Wipes for Women | Analytical - Label_NY_NP9990_2.5-4.625
8AP02700RF | Label Inspection | Color/Copy | TM141_TM143 |  |  |  |  | Copy/color should be in accordance with individual Item # print spec (Done) | Neutrogena Deep Clean Oil Free Makeup Rmvr | Analytical - Label_NY_NP9815_73-85
8AP13800 | Label Inspection | Color/Copy | TM141_TM143 |  |  |  |  | Copy/color should be in accordance with individual Item # print spec (Done) | PDI Sani Cloth AF3 Front Label | Analytical - Label_NY_NP7200_6.25-4
8AP21100A | Label Inspection | Color/Copy | TM141_TM143 |  |  |  |  | Copy/color should be in accordance with individual Item # print spec (Done) | Neutrogena makeup Remover Cleans Twlts | Analytical - Label_NY_NP9890_85-73
8AP22800 | Label Inspection | Color/Copy | TM141_TM143 |  |  |  |  | Copy/color should be in accordance with individual Item # print spec (Done) | Sani pro - Sani Cloth Disinfecting Multi-surface Wipes | Analytical - Label_NY_NP7200_5.8125-6.5
8AP24200 | Label Inspection | Color/Copy | TM141_TM143 |  |  |  |  | Copy/color should be in accordance with individual Item # print spec (Done) | Sani-Cloth Prime Extra Large Wipe | Analytical - Label_NY_NP7200_5.8125-6.5
8AP25300 | Label Inspection | Color/Copy | TM141_TM143 |  |  |  |  | Copy/color should be in accordance with individual Item # print spec (Done) | PDI Sani Cloth Prime Front Label | Analytical - Label_NY_NP7200_6.25-4.5
8AP25301 | Label Inspection | Color/Copy | TM141_TM143 |  |  |  |  | Copy/color should be in accordance with individual Item # print spec (Done) | PDI Sani Cloth Prime Back Label | Analytical - Label_NY_NP7200_6.25-4.5
8AP32800 | Label Inspection | Color/Copy | TM141_TM143 |  |  |  |  | Copy/color should be in accordance with individual Item # print spec (Done) | Neutrogena Oil-Free Cleansing Wipes | Analytical - Label_NY_NP98372_73-85
8AP33700 | Label Inspection | Color/Copy | TM141_TM143 |  |  |  |  | Copy/color should be in accordance with individual Item # print spec (Done) | Neutrogena Deep Clean MUR Wipes Reseal | Analytical - Label_NY_NP9815_73-85
8AP34500A | Label Inspection | Color/Copy | TM141_TM143 |  |  |  |  | Copy/color should be in accordance with individual Item # print spec (Done) | Avon Makeup Remover Wipes Reseal. | Analytical - Label_NY_NP9800_3.375-2.3437
8AP52000 | Label Inspection | Color/Copy | TM141_TM143 |  |  |  |  | Copy/color should be in accordance with individual Item # print spec (Done) | Henry Schein Maxi Wipe 65ct | Analytical - Label_NY_Skip lot testing
8AP52001 | Label Inspection | Color/Copy | TM141_TM143 |  |  |  |  | Copy/color should be in accordance with individual Item # print spec (Done) | LBL HENRY SCHEIN MAXI WIPE | Analytical - Label_NY_Skip lot testing
8AP520CK | Label Inspection | Color/Copy | TM141_TM143 |  |  |  |  | Copy/color should be in accordance with individual Item # print spec (Done) | Henry Schein Maxi Wipe | Analytical - Label_NY_Skip lot testing
8AP56701 | Label Inspection | Color/Copy | TM141_TM143 |  |  |  |  | Copy/color should be in accordance with individual Item # print spec (Done) | Sani Professional No Rinse Sanitizing Multi-Surface Wipes | Analytical - Label_NY_NP7200_5.8125-6.5
8AP60100RF | Label Inspection | Color/Copy | TM141_TM143 |  |  |  |  | Copy/color should be in accordance with individual Item # print spec (Done) | Neutrogena makeup Remover Cleans Twlts | Analytical - Label_NY_NP9890_73-85
8AP63800 | Label Inspection | Color/Copy | TM141_TM143 |  |  |  |  | Copy/color should be in accordance with individual Item # print spec (Done) | PDI Sani Cloth AF3 65ct | Analytical - Label_NY_NP7200_5.8125-6.5
8AP66701 | Label Inspection | Color/Copy | TM141_TM143 |  |  |  |  | Copy/color should be in accordance with individual Item # print spec (Done) | Sani Professional No Rinse Sanitizing Multi-Surface Wipes | Analytical - Label_NY_NP7200_5.8125-6.5
8AP713RSL | Label Inspection | Color/Copy | TM141_TM143 |  |  |  |  | Copy/color should be in accordance with individual Item # print spec (Done) | Cetaphil Gentle Skin Cleansing Cloths Reseal | Analytical - Label_NY_NP9800_3.375-2.3437
8AU120CK | Label Inspection | Color/Copy | TM141_TM143 |  |  |  |  | Copy/color should be in accordance with individual Item # print spec (Done) | PDI Hygea Personal Cleansing Washcloths | Analytical - Label_NY_NP7030_6-4
8BA70900 | Label Inspection | Color/Copy | TM141_TM143 |  |  |  |  | Copy/color should be in accordance with individual Item # print spec (Done) | Preparation H Medicated Hemorrhoidal Wipes for Women | Analytical - Label_NY_NP9990_2.5-4.625
8BB196CK | Label Inspection | Color/Copy | TM141_TM143 |  |  |  |  | Copy/color should be in accordance with individual Item # print spec (Done) | PDI Prevantics Device Swab Case label | Analytical - Label_NY_NP7030_6-5
8BB470CK | Label Inspection | Color/Copy | TM141_TM143 |  |  |  |  | Copy/color should be in accordance with individual Item # print spec (Done) | PDI Io-Gone Iodine Remover Pad | Analytical - Label_NY_NP7030_6-4
8BP12801 | Label Inspection | Color/Copy | TM141_TM143 |  |  |  |  | Copy/color should be in accordance with individual Item # print spec (Done) | PDI Sani Hands Sanitizing Wipes | Analytical - Label_NY_NP7200_4.5-4
8BP128CK | Label Inspection | Color/Copy | TM141_TM143 |  |  |  |  | Copy/color should be in accordance with individual Item # print spec (Done) | PDI Sani Hands Sanitizing Wipes Case Label | Analytical - Label_NY_NP7030_9-2.625
8BP13800 | Label Inspection | Color/Copy | TM141_TM143 |  |  |  |  | Copy/color should be in accordance with individual Item # print spec (Done) | PDI Sani Cloth AF3 Large Front Label | Analytical - Label_NY_NP7200_6.25-4.5
8BP13801 | Label Inspection | Color/Copy | TM141_TM143 |  |  |  |  | Copy/color should be in accordance with individual Item # print spec (Done) | PDI Sani Cloth AF3 Back Label | Analytical - Label_NY_NP7200_6.25-4
8BP22801 | Label Inspection | Color/Copy | TM141_TM143 |  |  |  |  | Copy/color should be in accordance with individual Item # print spec (Done) | Sani Professional Sani Wipe Back Label. | Analytical - Label_NY_NP7200_5.8125-6.5
8BP25300 | Label Inspection | Color/Copy | TM141_TM143 |  |  |  |  | Copy/color should be in accordance with individual Item # print spec (Done) | PDI Sani Cloth Prime Front Label | Analytical - Label_NY_NP7200_6.25-4.5
8BP28400 | Label Inspection | Color/Copy | TM141_TM143 |  |  |  |  | Copy/color should be in accordance with individual Item # print spec (Done) | Neutrogena Oil-Free Cleansing Wipes | Analytical - Label_NY_NP98372_73-85
8BP54001 | Label Inspection | Color/Copy | TM141_TM143 |  |  |  |  | Copy/color should be in accordance with individual Item # print spec (Done) | PDI Sani Cloth Bleach 75ct | Analytical - Label_NY_Skip lot testing
8BQ76500 | Label Inspection | Color/Copy | TM141_TM143 | [5 empty] | PDI Sani Hands Hand Sanitizing Wipes | Analytical - Label_NY_NP7200_6-3.75
8BQ76501 | Label Inspection | Color/Copy | TM141_TM143 |  |  |  |  | Copy/color should be in accordance with individual Item # print spec (Done) | PDI Sani-Hands Hand Sanitizing Wipes CDA | Analytical - Label_NY_NP7200_3.75-6
8BS423CL | Label Inspection | Color/Copy | TM141_TM143 |  |  |  |  | Copy/color should be in accordance with individual Item # print spec (Done) | PDI Povidone-Iodine Swabstick 3's | Analytical - Label_NY_NP7030_6-5
8CH128CK | Label Inspection | Color/Copy | TM141_TM143 |  |  |  |  | Copy/color should be in accordance with individual Item # print spec (Done) | CVS Hand Sanitizer Wipes Packet | Analytical - Label_NY_NP7030_9-2.625
8CH211CK | Label Inspection | Color/Copy | TM141_TM143 |  |  |  |  | Copy/color should be in accordance with individual Item # print spec (Done) | CVS pharmacy Total Home Antibac. Moist Wipes | Analytical - Label_A12
8CP12800 | Label Inspection | Color/Copy | TM141_TM143 |  |  |  |  | Copy/color should be in accordance with individual Item # print spec (Done) | PDI Sani Hands Sanitizing Wipes | Analytical - Label_NY_NP7200_4.5-4
8CP13400 | Label Inspection | Color/Copy | TM141_TM143 | [5 empty] | PDI Sani-Hands 135ct Front Label | Analytical - Label_NY_Skip lot testing
8CP13400 | Label Inspection | Color/Copy | TM141_TM143 |  |  |  |  | Copy/color should be in accordance with individual Item # print spec (Done) | PDI Sani-Hands 135ct Front Label | Analytical - Label_NY_NP7100_4.5-4
8CP13801 | Label Inspection | Color/Copy | TM141_TM143 |  |  |  |  | Copy/color should be in accordance with individual Item # print spec (Done) | PDI Sani Cloth AF3 Back Label | Analytical - Label_NY_NP7200_6.25-4.5
8CP15900 | Label Inspection | Color/Copy | TM141_TM143 |  |  |  |  | Copy/color should be in accordance with individual Item # print spec (Done) | PDI Sani-Hands 220ct Front Label | Analytical - Label_NY_NP7100/NP7200_6-3.75
8CP44500 | Label Inspection | Color/Copy | TM141_TM143 |  |  |  |  | Copy/color should be in accordance with individual Item # print spec (Done) | Sani Professional Sani Hands Antibac. Wipes | Analytical - Label_NY_NP7200_5.8125-6.5
8CP63801 | Label Inspection | Color/Copy | TM141_TM143 | [5 empty] | PDI Sani Cloth AF3 65ct | Analytical - Label_A20
8CP63801 | Label Inspection | Color/Copy | TM141_TM143 |  |  |  |  | Copy/color should be in accordance with individual Item # print spec (Done) | PDI Sani Cloth AF3 65ct | Analytical - Label_NY_NP7200_5.8125-6.5
8CP68301 | Label Inspection | Color/Copy | TM141_TM143 |  |  |  |  | Copy/color should be in accordance with individual Item # print spec (Done) | LBL HENRY SCHEIN MAXI 160 CAN BACK NP7100 | Analytical - Label_NY_NP7200_5.8125-6.5
8CP68301 | Label Inspection | Color/Copy | TM141_TM143 | [5 empty] | LBL HENRY SCHEIN MAXI 160 CAN BACK NP7100 | Analytical - Label_A20
8DP13401 | Label Inspection | Color/Copy | TM141_TM143 |  |  |  |  | Copy/color should be in accordance with individual Item # print spec (Done) | PDI Sani-Hands 135ct Back Label | Analytical - Label_NY_NP7200_4.5-4
8DP43500 | Label Inspection | Color/Copy | TM141_TM143 |  |  |  |  | Copy/color should be in accordance with individual Item # print spec (Done) | Sani Professional Sani Hands 150ct | Analytical - Label_NY_NP7200_4-4.5
8DP54000 | Label Inspection | Color/Copy | TM141_TM143 |  |  |  |  | Copy/color should be in accordance with individual Item # print spec (Done) | PDI Sani Cloth Bleach 75ct | Analytical - Label_NY_Skip lot testing
8DP92000 | Label Inspection | Color/Copy | TM141_TM143 |  |  |  |  | Copy/color should be in accordance with individual Item # print spec (Done) | Sani Professional Sani-Hands 300ct | Analytical - Label_NY_NP7200_6.5-5.8125
8DQ85400 | Label Inspection | Color/Copy | TM141_TM143 |  |  |  |  | Copy/color should be in accordance with individual Item # print spec (Done) | LBL PDI SANI CLOTH HB 65CT CAN FRT NP7100 | Analytical - Label_A41
8DQ85401 | Label Inspection | Color/Copy | TM141_TM143 |  |  |  |  | Copy/color should be in accordance with individual Item # print spec (Done) | LBL PDI SANI CLOTH HB 65CT CAN BCK NP7100 | Analytical - Label_A41
8DQ85900 | Label Inspection | Color/Copy | TM141_TM143 |  |  |  |  | Copy/color should be in accordance with individual Item # print spec (Done) | PDI Sani Cloth Plus | Analytical - Label_NY_NP7200_5.5625-6.25
8DQ85901 | Label Inspection | Color/Copy | TM141_TM143 |  |  |  |  | Copy/color should be in accordance with individual Item # print spec (Done) | PDI Sani Cloth Plus 65ct Canada | Analytical - Label_NY_NP7200_5.5625-6.25
8DQ91401 | Label Inspection | Color/Copy | TM141_TM143 |  |  |  |  | Copy/color should be in accordance with individual Item # print spec (Done) | Ecolab Asepti-Wipe II 180ct | Analytical - Label_NY_NP7200_6.25-4.5
8DQ914SL | Label Inspection | Color/Copy | TM141_TM143 |  |  |  |  | Copy/color should be in accordance with individual Item # print spec (Done) | Ecolab Asepti-Wipe II Case Label | Analytical - Label_NY_NP7030_9-7
8EP15901 | Label Inspection | Color/Copy | TM141_TM143 |  |  |  |  | Copy/color should be in accordance with individual Item # print spec (Done) | PDI Sani-Hands 220ct Back Label | Analytical - Label_NY_NP7200_6.25-4
8EP43501 | Label Inspection | Color/Copy | TM141_TM143 |  |  |  |  | Copy/color should be in accordance with individual Item # print spec (Done) | Sani Professional Sani Hands 150ct | Analytical - Label_NY_NP7200_4-4.5
8EP44501 | Label Inspection | Color/Copy | TM141_TM143 |  |  |  |  | Copy/color should be in accordance with individual Item # print spec (Done) | Sani Professional Sani Hands Antibac. Wipes | Analytical - Label_NY_NP7200_5.8125-6.5
8EP68300 | Label Inspection | Color/Copy | TM141_TM143 |  |  |  |  | Copy/color should be in accordance with individual Item # print spec (Done) | Henry Schein Maxi Wipe 160ct. | Analytical - Label_NY_NP7200_6.25-4.5
8EP68301 | Label Inspection | Color/Copy | TM141_TM143 |  |  |  |  | Copy/color should be in accordance with individual Item # print spec (Done) | Henry Schein Maxi Wipe 160ct. | Analytical - Label_NY_NP7200_6.25-4.5
8EP92001 | Label Inspection | Color/Copy | TM141_TM143 |  |  |  |  | Copy/color should be in accordance with individual Item # print spec (Done) | Sani Professional Sani-Hands 300ct | Analytical - Label_NY_NP7200_6.5-5.8125
8EQ90100 | Label Inspection | Color/Copy | TM141_TM143 |  |  |  |  | Copy/color should be in accordance with individual Item # print spec (Done) | Sani-Cloth Plus 160ct. Canada | Analytical - Label_NY_NP7200_6.25-4.5
8EQ901CK | Label Inspection | Color/Copy | TM141_TM143 |  |  |  |  | Copy/color should be in accordance with individual Item # print spec (Done) | PDI Sani Cloth Plus 160ct Canada cs Label | Analytical - Label_NY_NP7030_9-7
8FQ08400 | Label Inspection | Color/Copy | TM141_TM143 |  |  |  |  | Copy/color should be in accordance with individual Item # print spec (Done) | PDI Sani Cloth HB 160ct | Analytical - Label_NY_NP7200_6.25-4.5
8FQ08401 | Label Inspection | Color/Copy | TM141_TM143 |  |  |  |  | Copy/color should be in accordance with individual Item # print spec (Done) | PDI Sani Cloth HB 160ct | Analytical - Label_NY_NP7200_6.25-4.5
8FQ85000 | Label Inspection | Color/Copy | TM141_TM143 |  |  |  |  | Copy/color should be in accordance with individual Item # print spec (Done) | PDI Sani Cloth Plus 65ct | Analytical - Label_NY_NP7200_5.5625-6.25
8FQ859CK | Label Inspection | Color/Copy | TM141_TM143 |  |  |  |  | Copy/color should be in accordance with individual Item # print spec (Done) | PDI Sani Cloth Plus 65ct Canada | Analytical - Label_NY_NP7030_9-7
8FQ90101 | Label Inspection | Color/Copy | TM141_TM143 |  |  |  |  | Copy/color should be in accordance with individual Item # print spec (Done) | PDI Sani Cloth Plus 160ct Canada | Analytical - Label_NY_NP7200_6-3.75
8FQ91400 | Label Inspection | Color/Copy | TM141_TM143 |  |  |  |  | Copy/color should be in accordance with individual Item # print spec (Done) | Ecolab Asepti-Wipe II 180ct | Analytical - Label_NY_NP7200_6.25-4.5
8GQ772SK | Label Inspection | Color/Copy | TM141_TM143 |  |  |  |  | Copy/color should be in accordance with individual Item # print spec (Done) | LBL PDI BILINE NOT A SKIN WIPE | Analytical - Label_B03
8GQ90101 | Label Inspection | Color/Copy | TM141_TM143 |  |  |  |  | Copy/color should be in accordance with individual Item # print spec (Done) | Sani-Cloth Plus 160ct. Canada | Analytical - Label_NY_NP7200_6.25-4.5
8HQ50701 | Label Inspection | Color/Copy | TM141_TM143 |  |  |  |  | Copy/color should be in accordance with individual Item # print spec (Done) | Crosstex Sanitex Plus 160ct | Analytical - Label_NY_NP7200_6.25-4.5
8HQ86900 | Label Inspection | Color/Copy | TM141_TM143 |  |  |  |  | Copy/color should be in accordance with individual Item # print spec (Done) | PDI Super Sani Cloth 65ct | Analytical - Label_NY_NP7200_6.5-5.8125
8IQ50700 | Label Inspection | Color/Copy | TM141_TM143 |  |  |  |  | Copy/color should be in accordance with individual Item # print spec (Done) | Crosstex Sanitex PLUS 160ct | Analytical - Label_NY_NP7200_6.25-4.5
8JQ86901 | Label Inspection | Color/Copy | TM141_TM143 |  |  |  |  | Copy/color should be in accordance with individual Item # print spec (Done) | PDI Super Sani Cloth XL 65ct | Analytical - Label_NY_NP7200_6.5-5.8125
8JQ89000 | Label Inspection | Color/Copy | TM141_TM143 |  |  |  |  | Copy/color should be in accordance with individual Item # print spec (Done) | Sani-Cloth Plus 160 ct front | Analytical - Label_NY_NP7200_6.25-4.5
8KQ89001 | Label Inspection | Color/Copy | TM141_TM143 |  |  |  |  | Copy/color should be in accordance with individual Item # print spec (Done) | PDI Sani-Cloth Plus Back | Analytical - Label_NY_NP7200_6.25-4.5
8LQ55101 | Label Inspection | Color/Copy | TM141_TM143 |  |  |  |  | Copy/color should be in accordance with individual Item # print spec (Done) | PDI Super Sani Cloth 160ct. | Analytical - Label_NY_NP7200_6.25-4
8MB10800 | Label Inspection | Color/Copy | TM141_TM143 |  |  |  |  | Copy/color should be in accordance with individual Item # print spec (Done) | PDI Prevantics Swab Case Label | Analytical - Label_NY_NP7030_6-5
8MQ55100 | Label Inspection | Color/Copy | TM141_TM143 |  |  |  |  | Copy/color should be in accordance with individual Item # print spec (Done) | PDI Super Sani Cloth 160ct. | Analytical - Label_NY_NP7200_6.25-4.5
8MQ55101 | Label Inspection | Color/Copy | TM141_TM143 |  |  |  |  | Copy/color should be in accordance with individual Item # print spec (Done) | PDI Super Sani Cloth 160ct. | Analytical - Label_NY_NP7200_6.25-4.5
8NB10800 | Label Inspection | Color/Copy | TM141_TM143 |  |  |  |  | Copy/color should be in accordance with individual Item # print spec (Done) | PDI Prevantics Swab Case Label | Analytical - Label_NY_NP7030_6-5
8NS40750 | Label Inspection | Color/Copy | TM141_TM143 |  |  |  |  | Copy/color should be in accordance with individual Item # print spec (Done) | PDI Prevantics Swabstick Case Label | Analytical - Label_NY_NP7030_6-5
8NS41950 | Label Inspection | Color/Copy | TM141_TM143 |  |  |  |  | Copy/color should be in accordance with individual Item # print spec (Done) | PDI Prevantics Maxi Swabstick Case Label | Analytical - Label_NY_NP7030_6-5
8OA407SI | Label Inspection | Color/Copy | TM141_TM143 |  |  |  |  | Copy/color should be in accordance with individual Item # print spec (Done) | Feminine Hygiene Solo Lid Inner Label | Analytical - Label_A10
8OB123CK | Label Inspection | Color/Copy | TM141_TM143 |  |  |  |  | Copy/color should be in accordance with individual Item # print spec (Done) | PDI Prevantics Device Swab Case label | Analytical - Label_NY_NP7030_6-5
8OD024CK | Label Inspection | Color/Copy | TM141_TM143 |  |  |  |  | Copy/color should be in accordance with individual Item # print spec (Done) | Wet Nap 24ct. Fresh Antibacterial Hand Wipes Cs. Lbl | Analytical - Label_NY_NP7030_9-2.625
8OD243CK | Label Inspection | Color/Copy | TM141_TM143 |  |  |  |  | Copy/color should be in accordance with individual Item # print spec (Done) | Wet-Nap Fresh Antibacterial Hand Wipes | Analytical - Label_NY_NP7030_9-2.625
8OH217UP | Label Inspection | Color/Copy | TM141_TM143 |  |  |  |  | Copy/color should be in accordance with individual Item # print spec (Done) | LBL SAFEWAY H.S. WPS. CS LBL | Analytical - Label_A25
8OH450CK | Label Inspection | Color/Copy | TM141_TM143 |  |  |  |  | Copy/color should be in accordance with individual Item # print spec (Done) | CVS Cleansing Cloths for Sensitive Skin | Analytical - Label_NY_NP7030_9-2.625
8OJ22750 | Label Inspection | Color/Copy | TM141_TM143 |  |  |  |  | Copy/color should be in accordance with individual Item # print spec (Done) | LBL PDI HYGEA MULTI PURPOSE NP9800 | Analytical - Label_A11
8OP03700 | Label Inspection | Color/Copy | TM141_TM143 |  |  |  |  | Copy/color should be in accordance with individual Item # print spec (Done) | Simple Sensitive Skin Experts Cleans. Facial Wipes 25ct US | Analytical - Label_NY_NP9840_87-75
8OP06300 | Label Inspection | Color/Copy | TM141_TM143 |  |  |  |  | Copy/color should be in accordance with individual Item # print spec (Done) | Simple Sensitive Skin Experts Cleans facial Wipes 25ct Canada | Analytical - Label_NY_NP9840_87-75
8OP065RSL | Label Inspection | Color/Copy | TM141_TM143 |  |  |  |  | Copy/color should be in accordance with individual Item # print spec (Done) | Ponds Evening Soothe Twlts. | Analytical - Label_NY_NP9995_2.625-3.375
8OP067RSL | Label Inspection | Color/Copy | TM141_TM143 |  |  |  |  | Copy/color should be in accordance with individual Item # print spec (Done) | Ponds Original Fresh Reseal. Label | Analytical - Label_NY_NP9995_2.625-3.375
8OP07200 | Label Inspection | Color/Copy | TM141_TM143 |  |  |  |  | Copy/color should be in accordance with individual Item # print spec (Done) | Simple Sensitive Skin Experts Cleans. Facial Wipes 7ct Canada | Analytical - Label_NY_NP9840_87-75
8OP073RSL | Label Inspection | Color/Copy | TM141_TM143 |  |  |  |  | Copy/color should be in accordance with individual Item # print spec (Done) | Ponds Luminous Clean Twlts. | Analytical - Label_NY_NP9995_2.625-3.375
8OP081RSL | Label Inspection | Color/Copy | TM141_TM143 |  |  |  |  | Copy/color should be in accordance with individual Item # print spec (Done) | Ponds Original Fresh Twlts. | Analytical - Label_NY_NP9995_2.625-3.375
8OP08700 | Label Inspection | Color/Copy | TM141_TM143 |  |  |  |  | Copy/color should be in accordance with individual Item # print spec (Done) | Cetaphil Gentle Makeup Removing Wipes | Analytical - Label_NY_NP9800_3.375-2.625
8OP09100 | Label Inspection | Color/Copy | TM141_TM143 |  |  |  |  | Copy/color should be in accordance with individual Item # print spec (Done) | Cetaphil Gentle Makeup Removing Wipes | Analytical - Label_NY_NP9991_3.375-2.625
8OP09300 | Label Inspection | Color/Copy | TM141_TM143 |  |  |  |  | Copy/color should be in accordance with individual Item # print spec (Done) | Noxzema Ultimate Clear Anti-Blemish Pads -Front | Analytical - Label_NY_NP7110_2.55-3
8OP09301 | Label Inspection | Color/Copy | TM141_TM143 |  |  |  |  | Copy/color should be in accordance with individual Item # print spec (Done) | Noxzema Ultimate Clear Anti-Blemish Pads -Back | Analytical - Label_NY_NP7110_2.55-5
8OP19500 | Label Inspection | Color/Copy | TM141_TM143 |  |  |  |  | Copy/color should be in accordance with individual Item # print spec (Done) | Simple Sensitive Skin Experts Micellar Cleansing Wipes 25ct | Analytical - Label_NY_NP9840_87-75
8OP205RSL | Label Inspection | Color/Copy | TM141_TM143 |  |  |  |  | Copy/color should be in accordance with individual Item # print spec (Done) | Ponds Exfoliating Renewal Twlts. | Analytical - Label_NY_NP9995_2.625-3.375
8OP214RSL | Label Inspection | Color/Copy | TM141_TM143 |  |  |  |  | Copy/color should be in accordance with individual Item # print spec (Done) | Proactiv Cleansing Wipes 25ct. | Analytical - Label_NY_NP9991_3.375-2.625
8OP223RSL | Label Inspection | Color/Copy | TM141_TM143 |  |  |  |  | Copy/color should be in accordance with individual Item # print spec (Done) | Simple Sensitive Skin Experts Cleans. Facial Wipes 25ct | Analytical - Label_NY_NP9840_87-75
8OP227RSL | Label Inspection | Color/Copy | TM141_TM143 |  |  |  |  | Copy/color should be in accordance with individual Item # print spec (Done) | LBL Rigid L' Oreal CCL NP9997 | Analytical - Label_NY_NP9997_2.625-3.375
8OP22900RF | Label Inspection | Color/Copy | TM141_TM143 |  |  |  |  | Copy/color should be in accordance with individual Item # print spec (Done) | Neutrogena Naturals Purifying Makeup Remover | Analytical - Label_NY_NP98371_78-61
8OP24200 | Label Inspection | Color/Copy | TM141_TM143 |  |  |  |  | Copy/color should be in accordance with individual Item # print spec (Done) | Sani-Cloth Prime Extra Large Wipe | Analytical - Label_NY_NP7200_5.8125-6.5
8OP24201 | Label Inspection | Color/Copy | TM141_TM143 |  |  |  |  | Copy/color should be in accordance with individual Item # print spec (Done) | Sani-Cloth Prime Extra Large Wipe | Analytical - Label_NY_NP7200_5.8125-6.5
8OP25301 | Label Inspection | Color/Copy | TM141_TM143 |  |  |  |  | Copy/color should be in accordance with individual Item # print spec (Done) | PDI Sani Cloth Prime Back Label | Analytical - Label_NY_NP7200_6.25-4
8OP25700 | Label Inspection | Color/Copy | TM141_TM143 |  |  |  |  | Copy/color should be in accordance with individual Item # print spec (Done) | PDI Sani Cloth Bleach 65ct. | Analytical - Label_A41
8OP25701 | Label Inspection | Color/Copy | TM141_TM143 |  |  |  |  | Copy/color should be in accordance with individual Item # print spec (Done) | PDI Sani Cloth Bleach 65ct. | Analytical - Label_A41
8OP260RSL | Label Inspection | Color/Copy | TM141_TM143 |  |  |  |  | Copy/color should be in accordance with individual Item # print spec (Done) | Avon ANEW Clean Facial Cleans. Wipes Reseal. | Analytical - Label_NY_NP7700_3.375-2.3437
8OP26300 | Label Inspection | Color/Copy | TM141_TM143 |  |  |  |  | Copy/color should be in accordance with individual Item # print spec (Done) | Ecolab Eco-Wipe Duo | Analytical - Label_NY_NP7200_6.5-5.8125
8OP26301 | Label Inspection | Color/Copy | TM141_TM143 |  |  |  |  | Copy/color should be in accordance with individual Item # print spec (Done) | Ecolab Eco-Wipe Duo | Analytical - Label_NY_NP7200_6.5-5.8125
8OP263CK | Label Inspection | Color/Copy | TM141_TM143 |  |  |  |  | Copy/color should be in accordance with individual Item # print spec (Done) | Ecolab Eco-Wipe Duo Case Label | Analytical - Label_NY_NP7030_8.5-6.5
8OP27200 | Label Inspection | Color/Copy | TM141_TM143 |  |  |  |  | Copy/color should be in accordance with individual Item # print spec (Done) | Eco-Wipe Duo | Analytical - Label_NY_NP7200_5.8125-6.5
8OP27201 | Label Inspection | Color/Copy | TM141_TM143 |  |  |  |  | Copy/color should be in accordance with individual Item # print spec (Done) | Eco-Wipe Duo | Analytical - Label_NY_NP7200_5.8125-6.5
8OP29400 | Label Inspection | Color/Copy | TM141_TM143 |  |  |  |  | Copy/color should be in accordance with individual Item # print spec (Done) | Ecolab Eco-Wipe Duo | Analytical - Label_NY_NP7200_6.5-5.8125
8OP29401 | Label Inspection | Color/Copy | TM141_TM143 |  |  |  |  | Copy/color should be in accordance with individual Item # print spec (Done) | Ecolab Eco-Wipe Duo | Analytical - Label_NY_NP7200_6.5-5.8125
8OP294CK | Label Inspection | Color/Copy | TM141_TM143 |  |  |  |  | Copy/color should be in accordance with individual Item # print spec (Done) | Ecolab Eco-Wipe Duo Case Label | Analytical - Label_NY_NP7030_8.5-6.5
8OP308SIRF | Label Inspection | Color/Copy | TM141_TM143 |  |  |  |  | Copy/color should be in accordance with individual Item # print spec (Done) | Remove Completely Label | Analytical - Label_NY_NP9300_2-1.375
8OP47101 | Label Inspection | Color/Copy | TM141_TM143 |  |  |  |  | Copy/color should be in accordance with individual Item # print spec (Done) | Sani Professional Sani-Hands 300ct | Analytical - Label_NY_NP7200_6.5-5.8125
8OP56700 | Label Inspection | Color/Copy | TM141_TM143 |  |  |  |  | Copy/color should be in accordance with individual Item # print spec (Done) | Sani Professional No Rinse Sanitizing Multi-Surface Wipes | Analytical - Label_NY_NP7200_5.8125-6.5
8OP585SIRF | Label Inspection | Color/Copy | TM141_TM143 |  |  |  |  | Copy/color should be in accordance with individual Item # print spec (Done) | Remove Completely Label | Analytical - Label_NY_NP9300_1.375-2
8OP587RSL | Label Inspection | Color/Copy | TM141_TM143 |  |  |  |  | Copy/color should be in accordance with individual Item # print spec (Done) | Proactiv Cleansing Wipes 25ct. | Analytical - Label_NY_NP9991_3.375-2.625
8OP63000RF | Label Inspection | Color/Copy | TM141_TM143 |  |  |  |  | Copy/color should be in accordance with individual Item # print spec (Done) | Aveeno Positively Radiant Make-up Removing Wipes | Analytical - Label_NY_NP9837_85-73
8OP80600RF | Label Inspection | Color/Copy | TM141_TM143 |  |  |  |  | Copy/color should be in accordance with individual Item # print spec (Done) | Clean & Clear Night Relaxing All-in-one Cleansing Wipes | Analytical - Label_NY_NP9837_85-73
8OU130CK | Label Inspection | Color/Copy | TM141_TM143 |  |  |  |  | Copy/color should be in accordance with individual Item # print spec (Done) | Grime Boss Original Citrus 1ct. | Analytical - Label_NY_NP7030_9-2.625
8OU372CK | Label Inspection | Color/Copy | TM141_TM143 |  |  |  |  | Copy/color should be in accordance with individual Item # print spec (Done) | Harmon 20ct MTT Single Packets Case Label | Analytical - Label_NY_NP7030_9-2.625
8OX351CK | Label Inspection | Color/Copy | TM141_TM143 |  |  |  |  | Copy/color should be in accordance with individual Item # print spec (Done) | Prevantics -OR Tri-Fold IFU | Analytical - Label_NY_50#W_5_4
8OX461CK | Label Inspection | Color/Copy | TM141_TM143 |  |  |  |  | Copy/color should be in accordance with individual Item # print spec (Done) | Prevantics -OR Bi-Fold IFU | Analytical - Label_NY_50#W_5_4
8OX465CK | Label Inspection | Color/Copy | TM141_TM143 |  |  |  |  | Copy/color should be in accordance with individual Item # print spec (Done) | Prevantics-OR Bi-Fold IFU | Analytical - Label_NY_50#W_5_4
8OX510CK | Label Inspection | Color/Copy | TM141_TM143 |  |  |  |  | Copy/color should be in accordance with individual Item # print spec (Done) | Prevantics-OR Tri-Fold IFU | Analytical - Label_NY_50#W_5_4
8QB11400 | Label Inspection | Color/Copy | TM141_TM143 |  |  |  |  | Copy/color should be in accordance with individual Item # print spec (Done) | PDI Prevantics Swab Case Label | Analytical - Label_NY_NP7030_6-5
8RB11400 | Label Inspection | Color/Copy | TM141_TM143 |  |  |  |  | Copy/color should be in accordance with individual Item # print spec (Done) | PDI Prevantics Swab Case Label | Analytical - Label_NY_NP7030_6-5
8RS32450 | Label Inspection | Color/Copy | TM141_TM143 |  |  |  |  | Copy/color should be in accordance with individual Item # print spec (Done) | PDI Prevantics Swabstick Case Label | Analytical - Label_NY_NP7030_6-5
8RS428CK | Label Inspection | Color/Copy | TM141_TM143 |  |  |  |  | Copy/color should be in accordance with individual Item # print spec (Done) | PDI Prevantics Swabstick Case Label | Analytical - Label_NY_NP7030_6-5
8SS27350 | Label Inspection | Color/Copy | TM141_TM143 |  |  |  |  | Copy/color should be in accordance with individual Item # print spec (Done) | PDI Prevantics Maxi Swabstick Case Label | Analytical - Label_NY_NP7030_6-5
4FQ51801 | Visual Inspection | Contamination | TM208 | [5 empty] | LIQ IMPROVED GERMICIDAL CLEANI | Analytical - BL_Sani_07C
2AU252 | Web Measurement | Core ID (Inches) | TM141_TM143 | 2.9375 | 3.0625 | in | FDA,3 |  | L' Oreal paris Sublime Bronze Self-Tanning Twlts. | Analytical - Web_3459_8
2AU555 | Web Measurement | Core ID (Inches) | TM141_TM143 | 2.9375 | 3.0625 | in | FDA,4 |  | Prep H Rapid Relief with Lidocaine Totables | Analytical - Web_NP3460_7.5
2JC699 | Seal Strength | Destruct Bond | TM107 |  |  | g/in |  | Break occurs off the seal (Done) | PDI Alcohol Prep Pad | Analytical - Web_NP5410_6.0
2MB164 | Seal Strength | Destruct Bond | TM107 |  |  | g/in |  | N/A (Done) | PDI Adhesive Tape Remover | Analytical - Web_NP5410_8.0
2FB6038 | Seal Strength | Destruct Bond | TM107 |  |  | g/in |  | Break occurs off the seal (Done) | PDI Alcohol Prep Pad | Analytical - Web_NP5410_8.0
2ED419 | Seal Strength | Destruct Bond | TM107 |  |  | g/in |  | Break occurs off the seal (Done) | PDI Castile Soap Towelette | Analytical - Web_NP5410_4.5
2ED110 | Seal Strength | Destruct Bond | TM107 |  |  | g/in |  | Break occurs off the seal (Done) | WEB ORIGINAL W/N 4.5"/5410 | Analytical - Web_NP5410_4.5
2OP093LI | Canister & Lid Inspection | Diameter | TM141_TM143 | 2.748 | 2.764 | in | FDA,3 |  | PP Threaded Blue cap | Analytical - Lid_NY_Threaded Blue Cap
2OP093 | Canister & Lid Inspection | Diameter | Measurement | 2.709 | 2.803 | in | FDA,3 |  | 10oz. Blue HDPE Bottle Grade Jar | Analytical - Skip Lot Release_NY_2OP093
2OP093 | Canister & Lid Inspection | Diameter | Measurement | 2.709 | 2.803 | in | FDA,3 |  | 10oz. Blue HDPE Bottle Grade Jar | Analytical - Jar _10 oz Blue HDPE Grade Jar
8GQ772SK | Label Inspection | Diameter | TM141_TM143 | 1.8125 | 1.9375 | in | FDA,4 |  | LBL PDI BILINE NOT A SKIN WIPE | Analytical - Label_B03
2OQ753 | Canister & Lid Inspection | Dimensions - Bead OD | Measurement | 4.908 | 4.944 | in | FDA,3 |  | CAN LARGE CANISTER COPOLYMER | Analytical - Reduced Testing_NY_Can 2OQ753
2OP134 | Canister & Lid Inspection | Dimensions - Bead OD | Measurement | 3.768 | 3.792 | in | FDA,3 |  | Canister - Medium, Tapered White 4.1" | Analytical - Reduced Testing_NY_Can 2OP134
2OQ753 | Canister & Lid Inspection | Dimensions - Bead OD | Measurement | 4.908 | 4.944 | in | FDA,3 |  | CAN LARGE CANISTER COPOLYMER | Analytical - Skip Lot Release_NY_2OQ753
2OP138C | Canister & Lid Inspection | Dimensions - Bead OD | Measurement | 4.922 | 4.958 | in | FDA,3 |  | Large Ribbed Straight Walled Canister | Analytical - Reduced Testing_NY_Can 2OP138C
2OP638 | Canister & Lid Inspection | Dimensions - Bead OD | Measurement | 4.922 | 4.958 | in | FDA,3 |  | Extra-Large Straight Walled Canister | Analytical - Reduced Testing_NY_Can 2OP638
2OP138 | Canister & Lid Inspection | Dimensions - Bead OD | Measurement | 4.922 | 4.958 | in | FDA,3 |  | Large Ribbed Straight Walled Canister | Analytical - Reduced Testing_NY_Can 2OP138
2OP134 | Canister & Lid Inspection | Dimensions - Canister Height OD | Measurement | 6.608 | 6.732 | in | FDA,3 |  | Canister - Medium, Tapered White 4.1" | Analytical - Reduced Testing_NY_Can 2OP134
2OQ753 | Canister & Lid Inspection | Dimensions - Canister OD | Measurement | 4.998 | 5.034 | in | FDA,3 |  | CAN LARGE CANISTER COPOLYMER | Analytical - Reduced Testing_NY_Can 2OQ753
2OQ753 | Canister & Lid Inspection | Dimensions - Canister OD | Measurement | 4.998 | 5.034 | in | FDA,3 |  | CAN LARGE CANISTER COPOLYMER | Analytical - Skip Lot Release_NY_2OQ753
2OP138C | Canister & Lid Inspection | Dimensions - Canister OD | Measurement | 4.956 | 5.076 | in | FDA,3 |  | Large Ribbed Straight Walled Canister | Analytical - Reduced Testing_NY_Can 2OP138C
2OP638 | Canister & Lid Inspection | Dimensions - Canister OD | Measurement | 4.956 | 5.076 | in | FDA,3 |  | Extra-Large Straight Walled Canister | Analytical - Reduced Testing_NY_Can 2OP638
2OP138 | Canister & Lid Inspection | Dimensions - Canister OD | Measurement | 4.956 | 5.076 | in | FDA,3 |  | Large Ribbed Straight Walled Canister | Analytical - Reduced Testing_NY_Can 2OP138
2AA284SLI | Canister & Lid Inspection | Dimensions - Label Length | TM141_TM143 | 3.6675 | 3.7925 | in | FDA,4 |  | Preparation H Solo | Analytical - Lid_01B
2AA592SLI | Canister & Lid Inspection | Dimensions - Label Length | TM141_TM143 | 3.6675 | 3.7925 | in | FDA,4 |  | Preparation H Medicated Hemorrhoidal Wipes | Analytical - Lid_NY_NP7600_22R1
2AA714SLI | Canister & Lid Inspection | Dimensions - Label Length | TM141_TM143 | 3.6675 | 3.7925 | in | FDA,4 |  | Dove Baby Wipes Solo | Analytical - Lid_01V
2AA922SLI | Canister & Lid Inspection | Dimensions - Label Length | TM141_TM143 | 3.6675 | 3.7925 | in | FDA,4 |  | Dove Baby Wipes Solo | Analytical - Lid_01V
2AA922SLI | Canister & Lid Inspection | Dimensions - Label Length | TM141_TM143 | 3.6675 | 3.7925 | in | FDA,4 |  | Dove Baby Wipes Solo | Analytical - Lid_NY_Skip lot testing
2AJ170SLI | Canister & Lid Inspection | Dimensions - Label Length | TM141_TM143 | 3.6675 | 3.7925 | in | FDA,4 |  | Cetaphil Gentle Skin Cleansing Wipes Solo | Analytical - Lid_NY_NP7600_22FA
2AJ190SLI | Canister & Lid Inspection | Dimensions - Label Length | TM141_TM143 | 3.6675 | 3.7925 | in | FDA,4 |  | Cetaphil Gentle Skin Cleansing Wipes Solo | Analytical - Lid_NY_NP7600_22V
2AJ324SLI | Canister & Lid Inspection | Dimensions - Label Length | TM141_TM143 | 3.6675 | 3.7925 | in | FDA,4 |  | Cetaphil Gentle Skin Cleansing Wipes Solo | Analytical - Lid_NY_NP7600_22X
2BA585SLI | Canister & Lid Inspection | Dimensions - Label Length | TM141_TM143 | 71 | 75 | mm | FDA,0 |  | Aveeno Ultra-Calming Sensitive Skin MUR Wipes | Analytical - Lid_19AB
2BP308SLI | Canister & Lid Inspection | Dimensions - Label Length | TM141_TM143 | 71 | 75 | mm | FDA,0 |  | Aveeno Ultra-Calming Makeup removing Wipes | Analytical - Lid_Aveeno Ultra-Calming MUR
2CA580SLI | Canister & Lid Inspection | Dimensions - Label Length | TM141_TM143 | 3.6675 | 3.7925 | in | FDA,4 |  | Table Turners Cleaning Multi-Surface Wipes | Analytical - Lid_01R
2OA347SLI | Canister & Lid Inspection | Dimensions - Label Length | TM141_TM143 | 3.6875 | 3.8125 | in | FDA,4 |  | Summer's Eve Fresh Cycle Cleans Cloths | Analytical - Lid_NY_Summer's Eve Fresh Cycle
2OA592SLI | Canister & Lid Inspection | Dimensions - Label Length | TM141_TM143 | 3.6675 | 3.7925 | in | FDA,4 |  | Prep-H Medicated Wipes Solo | Analytical - Lid_NY_NP7600_22S
2OA632SLI | Canister & Lid Inspection | Dimensions - Label Length | TM141_TM143 | 3.6675 | 3.7925 | in | FDA,4 |  | Preparation H Medicated Hemorrhoidal Wipes | Analytical - Lid_NY_Prep H medicated Hemorrhoidal Wipes
2OJ124SLI | Canister & Lid Inspection | Dimensions - Label Length | TM141_TM143 | 3.6675 | 3.7925 | in | FDA,4 |  | Cetaphil Gentle Skin Cleansing Wipes Solo | Analytical - Lid_NY_Cetaphil Gentle Skin cleansing wipes solo
2OJ130SLI | Canister & Lid Inspection | Dimensions - Label Length | TM141_TM143 | 3.6675 | 3.7925 | in | FDA,4 |  | Cetaphil Gentle Skin Cleansing Wipes Solo | Analytical - Lid_NY_NP7600_22Y
2OJ213SLI | Canister & Lid Inspection | Dimensions - Label Length | TM141_TM143 | 1.8125 | 1.9375 | in | FDA,4 |  | LID SOLO HYGEA MULTIPURPOSE | Analytical - Lid_01A
2OM304SLI | Canister & Lid Inspection | Dimensions - Label Length | TM141_TM143 | 3.6675 | 3.7925 | in | FDA,4 |  | Sani Professional No-Rinse Sanitizing Solo | Analytical - Lid_No-Rinse sanitizing Solo
2OM701SLI | Canister & Lid Inspection | Dimensions - Label Length | TM141_TM143 | 3.6675 | 3.7925 | in | FDA,4 |  | Sani Professional No-Rinse Sanitizing Solo | Analytical - Lid_No-Rinse sanitizing Solo_01
2AA284SLI | Canister & Lid Inspection | Dimensions - Label Width | TM141_TM143 | 1.8125 | 1.9375 | in | FDA,4 |  | Preparation H Solo | Analytical - Lid_01B
2AA592SLI | Canister & Lid Inspection | Dimensions - Label Width | TM141_TM143 | 1.8125 | 1.9375 | in | FDA,4 |  | Preparation H Medicated Hemorrhoidal Wipes | Analytical - Lid_NY_NP7600_22R1
2AA714SLI | Canister & Lid Inspection | Dimensions - Label Width | TM141_TM143 | 1.8125 | 1.9375 | in | FDA,4 |  | Dove Baby Wipes Solo | Analytical - Lid_01V
2AA922SLI | Canister & Lid Inspection | Dimensions - Label Width | TM141_TM143 | 1.8125 | 1.9375 | in | FDA,4 |  | Dove Baby Wipes Solo | Analytical - Lid_01V
2AA922SLI | Canister & Lid Inspection | Dimensions - Label Width | TM141_TM143 | 1.8125 | 1.9375 | in | FDA,4 |  | Dove Baby Wipes Solo | Analytical - Lid_NY_Skip lot testing
2AJ170SLI | Canister & Lid Inspection | Dimensions - Label Width | TM141_TM143 | 1.8125 | 1.9375 | in | FDA,4 |  | Cetaphil Gentle Skin Cleansing Wipes Solo | Analytical - Lid_NY_NP7600_22FA
2AJ190SLI | Canister & Lid Inspection | Dimensions - Label Width | TM141_TM143 | 1.8125 | 1.9375 | in | FDA,4 |  | Cetaphil Gentle Skin Cleansing Wipes Solo | Analytical - Lid_NY_NP7600_22V
2AJ324SLI | Canister & Lid Inspection | Dimensions - Label Width | TM141_TM143 | 1.8125 | 1.9375 | in | FDA,4 |  | Cetaphil Gentle Skin Cleansing Wipes Solo | Analytical - Lid_NY_NP7600_22X
2BA585SLI | Canister & Lid Inspection | Dimensions - Label Width | TM141_TM143 | 52 | 56 | mm | FDA,0 |  | Aveeno Ultra-Calming Sensitive Skin MUR Wipes | Analytical - Lid_19AB
2BP308SLI | Canister & Lid Inspection | Dimensions - Label Width | TM141_TM143 | 52 | 56 | mm | FDA,0 |  | Aveeno Ultra-Calming Makeup removing Wipes | Analytical - Lid_Aveeno Ultra-Calming MUR
2CA580SLI | Canister & Lid Inspection | Dimensions - Label Width | TM141_TM143 | 1.8125 | 1.9375 | in | FDA,4 |  | Table Turners Cleaning Multi-Surface Wipes | Analytical - Lid_01R
2OA347SLI | Canister & Lid Inspection | Dimensions - Label Width | TM141_TM143 | 1.8125 | 1.9375 | in | FDA,4 |  | Summer's Eve Fresh Cycle Cleans Cloths | Analytical - Lid_NY_Summer's Eve Fresh Cycle
2OA592SLI | Canister & Lid Inspection | Dimensions - Label Width | TM141_TM143 | 1.8125 | 1.9375 | in | FDA,4 |  | Prep-H Medicated Wipes Solo | Analytical - Lid_NY_NP7600_22S
2OA632SLI | Canister & Lid Inspection | Dimensions - Label Width | TM141_TM143 | 1.8125 | 1.9375 | in | FDA,4 |  | Preparation H Medicated Hemorrhoidal Wipes | Analytical - Lid_NY_Prep H medicated Hemorrhoidal Wipes
2OJ124SLI | Canister & Lid Inspection | Dimensions - Label Width | TM141_TM143 | 1.8125 | 1.9375 | in | FDA,4 |  | Cetaphil Gentle Skin Cleansing Wipes Solo | Analytical - Lid_NY_Cetaphil Gentle Skin cleansing wipes solo
2OJ130SLI | Canister & Lid Inspection | Dimensions - Label Width | TM141_TM143 | 1.8125 | 1.9375 | in | FDA,4 |  | Cetaphil Gentle Skin Cleansing Wipes Solo | Analytical - Lid_NY_NP7600_22Y
2OJ213SLI | Canister & Lid Inspection | Dimensions - Label Width | TM141_TM143 | 3.6675 | 3.7925 | in | FDA,4 |  | LID SOLO HYGEA MULTIPURPOSE | Analytical - Lid_01A
2OM304SLI | Canister & Lid Inspection | Dimensions - Label Width | TM141_TM143 | 1.8125 | 1.9375 | in | FDA,4 |  | Sani Professional No-Rinse Sanitizing Solo | Analytical - Lid_No-Rinse sanitizing Solo
2OM701SLI | Canister & Lid Inspection | Dimensions - Label Width | TM141_TM143 | 1.8125 | 1.9375 | in | FDA,4 |  | Sani Professional No-Rinse Sanitizing Solo | Analytical - Lid_No-Rinse sanitizing Solo_01
2OQ753 | Canister & Lid Inspection | Dimensions - Lip (width) | Measurement | 0.142 | 0.178 | in | FDA,3 |  | CAN LARGE CANISTER COPOLYMER | Analytical - Reduced Testing_NY_Can 2OQ753
2OP134 | Canister & Lid Inspection | Dimensions - Lip (width) | Measurement | 0.127 | 0.143 | in | FDA,3 |  | Canister - Medium, Tapered White 4.1" | Analytical - Reduced Testing_NY_Can 2OP134
2OQ753 | Canister & Lid Inspection | Dimensions - Lip (width) | Measurement | 0.142 | 0.178 | in | FDA,3 |  | CAN LARGE CANISTER COPOLYMER | Analytical - Skip Lot Release_NY_2OQ753
2OP134 | Canister & Lid Inspection | Dimensions - Neck OD | Measurement | 3.673 | 3.697 | in | FDA,3 |  | Canister - Medium, Tapered White 4.1" | Analytical - Reduced Testing_NY_Can 2OP134
2OP138C | Canister & Lid Inspection | Dimensions - Neck OD | Measurement | 4.824 | 4.86 | in | FDA,3 |  | Large Ribbed Straight Walled Canister | Analytical - Reduced Testing_NY_Can 2OP138C
2OP638 | Canister & Lid Inspection | Dimensions - Neck OD | Measurement | 4.824 | 4.86 | in | FDA,3 |  | Extra-Large Straight Walled Canister | Analytical - Reduced Testing_NY_Can 2OP638
2OP138 | Canister & Lid Inspection | Dimensions - Neck OD | Measurement | 4.824 | 4.86 | in | FDA,3 |  | Large Ribbed Straight Walled Canister | Analytical - Reduced Testing_NY_Can 2OP138
2OQ753 | Canister & Lid Inspection | Dimensions - Total Height OD | Measurement | 6.706 | 6.826 | in | FDA,3 |  | CAN LARGE CANISTER COPOLYMER | Analytical - Reduced Testing_NY_Can 2OQ753
2OQ753 | Canister & Lid Inspection | Dimensions - Total Height OD | Measurement | 6.706 | 6.826 | in | FDA,3 |  | CAN LARGE CANISTER COPOLYMER | Analytical - Skip Lot Release_NY_2OQ753
2OP138C | Canister & Lid Inspection | Dimensions - Total Height OD | Measurement | 6.745 | 6.865 | in | FDA,3 |  | Large Ribbed Straight Walled Canister | Analytical - Reduced Testing_NY_Can 2OP138C
2OP638 | Canister & Lid Inspection | Dimensions - Total Height OD | Measurement | 8.688 | 8.808 | in | FDA,3 |  | Extra-Large Straight Walled Canister | Analytical - Reduced Testing_NY_Can 2OP638
2OP138 | Canister & Lid Inspection | Dimensions - Total Height OD | Measurement | 6.745 | 6.865 | in | FDA,3 |  | Large Ribbed Straight Walled Canister | Analytical - Reduced Testing_NY_Can 2OP138
3OD438 | Applicator_Inspection | Dry CD (g/in) (TM103) | See Analyte for Method # | 900 | 2200 | g/in | FDA,0 |  | 35 gsm Unembossed Nonwoven | Analytical - Applicator_NY_35 gsm Unembossed Nonwoven
3OM304 | Applicator_Inspection | Dry CD (g/in) (TM103) | See Analyte for Method # | 1801 | 2821 | g/in | FDA,0 |  | Spunlaced Nonwoven 50 gsm 100% Polyester - 9" | Analytical-Applicator_NY_Spunlaced Nonwoven 50 gsm 100% Polyester-9"
3OQ850N | Applicator_Inspection | Dry CD (g/in) (TM103) | See Analyte for Method # | 513 | 1130 | g/in | FDA,0 |  | Applicator Thermal Bonded Nonwoven-37 1/2" | Analytical - Applicator_NY_Thermal Bonded Nonwoven-37 1/2"
3OQ890N | Applicator_Inspection | Dry CD (g/in) (TM103) | See Analyte for Method # | 513 | 1130 | g/in | FDA,0 |  | AP1 SG THERMAL SH-PP-40 36" | Analytical - Applicator_NY_Thermal Bonded Nonwoven-37 1/2"
3OP920 | Applicator_Inspection | Dry CD (g/in) (TM103) | See Analyte for Method # | 1100 | 1700 | g/in | FDA,0 |  | SMS Nonwovens Honeycomb Embossed- 35 gsm - 953 mm | Analytical-Applicator_NY_SMS Nonwovens Honeycomb Embossed- 35 gsm - 37.5"
3OH581 | Applicator_Inspection | Dry CD (g/in) (TM103) | See Analyte for Method # | 1801 | 2821 | g/in | FDA,0 |  | Spunlaced Nonwoven 50 gsm 100% Polyester – 7” | Analytical - Applicator_NY_Spunlaced Nonwoven 50 gsm 100% Polyester – 7”
3OM304 | Applicator_Inspection | Dry CD (g/in) (TM103) | See Analyte for Method # | 1801 | 2821 | g/in | FDA,0 |  | Spunlaced Nonwoven 50 gsm 100% Polyester - 9" | Analytical-Applicator_NY_Skip lot testing
3OD438 | Applicator_Inspection | Dry MD (g/in) (TM 103) | See Analyte for Method # | 2000 | 5000 | g/in | FDA,0 |  | 35 gsm Unembossed Nonwoven | Analytical - Applicator_NY_35 gsm Unembossed Nonwoven
3OM304 | Applicator_Inspection | Dry MD (g/in) (TM 103) | See Analyte for Method # | 6675 | 9447 | g/in | FDA,0 |  | Spunlaced Nonwoven 50 gsm 100% Polyester - 9" | Analytical-Applicator_NY_Spunlaced Nonwoven 50 gsm 100% Polyester-9"
3OQ850N | Applicator_Inspection | Dry MD (g/in) (TM 103) | See Analyte for Method # | 2054 | 4108 | g/in | FDA,0 |  | Applicator Thermal Bonded Nonwoven-37 1/2" | Analytical - Applicator_NY_Thermal Bonded Nonwoven-37 1/2"
3OQ890N | Applicator_Inspection | Dry MD (g/in) (TM 103) | See Analyte for Method # | 2054 | 4108 | g/in | FDA,0 |  | AP1 SG THERMAL SH-PP-40 36" | Analytical - Applicator_NY_Thermal Bonded Nonwoven-37 1/2"
3OP920 | Applicator_Inspection | Dry MD (g/in) (TM 103) | See Analyte for Method # | 2000 | 3000 | g/in | FDA,0 |  | SMS Nonwovens Honeycomb Embossed- 35 gsm - 953 mm | Analytical-Applicator_NY_SMS Nonwovens Honeycomb Embossed- 35 gsm - 37.5"
3OH581 | Applicator_Inspection | Dry MD (g/in) (TM 103) | See Analyte for Method # | 6675 | 9447 | g/in | FDA,0 |  | Spunlaced Nonwoven 50 gsm 100% Polyester – 7” | Analytical - Applicator_NY_Spunlaced Nonwoven 50 gsm 100% Polyester – 7”
3OM304 | Applicator_Inspection | Dry MD (g/in) (TM 103) | See Analyte for Method # | 6675 | 9447 | g/in | FDA,0 |  | Spunlaced Nonwoven 50 gsm 100% Polyester - 9" | Analytical-Applicator_NY_Skip lot testing
3XP667 | Tensile Strength | Dry_CD_(g/in) | TM103 | 1801 | 2821 | g/in | FDA,0 |  | Spunlaced Nonwoven 50gsm 100% Polyester - 38.75" | Analytical-Applicator_NY_Spunlaced Nonwoven 50 gsm 100% Polyester-38.75"
3DQ595N | Tensile Strength | Dry_CD_(g/in) | TM103 | 513 | 1130 | g/in | FDA,0 |  | AP1 SG THERMAL SH-PP-40 30" | Analytical - Applicator_10I
3OQ890N | Tensile Strength | Dry_CD_(g/in) | TM103 | 513 | 1130 | g/in | FDA,0 |  | AP1 SG THERMAL SH-PP-40 36" | Analytical - Applicator_01E
3OQ850N | Tensile Strength | Dry_CD_(g/in) | TM103 | 513 | 1130 | g/in | FDA,0 |  | Applicator Thermal Bonded Nonwoven-37 1/2" | Analytical - Applicator_01E
3XP540 | Tensile Strength | Dry_CD_(g/in) | TM103 | 1801 | 2821 | g/in | FDA,0 |  | Spunlaced Nonwoven 50gsm 100% Polyester - 42" | Analytical-Applicator_NY_Spunlaced Nonwoven 50 gsm 100% Polyester-42"
3OU265 | Tensile Strength | Dry_CD_(g/in) | TM103 | 1801 | 2821 | g/in | FDA,0 |  | Spunlaced Nonwoven 50 gsm 100% Polyester – 11 1/2” | Analytical - Applicator_10H
3OA911 | Tensile Strength | Dry_CD_(g/in) | TM103 | 1036 |  | g/in | FDA,0 |  | 55gsm Big Dot Embossed Nonwoven | Analytical - Applicator_NY_55gsm Big Dot Embossed Nonwoven
3OP257 | Tensile Strength | Dry_CD_(g/in) | TM103 | 1801 | 2821 | g/in | FDA,0 |  | Spunlaced Nonwoven 50gsm 100% Polyester - 37.5" | Analytical-Applicator_NY_Spunlaced Nonwoven 50 gsm 100% Polyester-37.5"
3DQ595 | Tensile Strength | Dry_CD_(g/in) | TM103 | 513 | 1130 | g/in | FDA,0 |  | AP1 SG THERMAL SH-PP-40 30" | Analytical - Applicator_10D
3XP667 | Tensile Strength | Dry_CD_(g/in) | TM103 | 1801 | 2821 | g/in | FDA,0 |  | Spunlaced Nonwoven 50gsm 100% Polyester - 38.75" | Analytical-Applicator_NY_Skip lot testing
3XP540 | Tensile Strength | Dry_CD_(g/in) | TM103 | 1801 | 2821 | g/in | FDA,0 |  | Spunlaced Nonwoven 50gsm 100% Polyester - 42" | Analytical - Applicator_NY_Skip lot testing
3OP920 | Tensile Strength | Dry_CD_(g/in) | TM103 | 1100 | 1700 | g/in | FDA,0 |  | SMS Nonwovens Honeycomb Embossed- 35 gsm - 953 mm | Analytical-Applicator_NY_SMS Nonwovens Honeycomb Embossed- 35 gsm - 37.5"
3OA580 | Tensile Strength | Dry_CD_CoA_(g/in) | TM103 | 610 |  | g/in | FDA,0 |  | 45 gsm, Hydroentangled Nonwoven 11-1/2” | Analytical - Applicator_38A
3XP667 | Tensile Strength | Dry_MD_(g/in) | TM103 | 6675 | 9447 | g/in | FDA,0 |  | Spunlaced Nonwoven 50gsm 100% Polyester - 38.75" | Analytical-Applicator_NY_Spunlaced Nonwoven 50 gsm 100% Polyester-38.75"
3DQ595N | Tensile Strength | Dry_MD_(g/in) | TM103 | 2054 | 4108 | g/in | FDA,0 |  | AP1 SG THERMAL SH-PP-40 30" | Analytical - Applicator_10I
3OQ890N | Tensile Strength | Dry_MD_(g/in) | TM103 | 2054 | 4108 | g/in | FDA,0 |  | AP1 SG THERMAL SH-PP-40 36" | Analytical - Applicator_01E
3OQ850N | Tensile Strength | Dry_MD_(g/in) | TM103 | 2054 | 4108 | g/in | FDA,0 |  | Applicator Thermal Bonded Nonwoven-37 1/2" | Analytical - Applicator_01E
3XP540 | Tensile Strength | Dry_MD_(g/in) | TM103 | 6675 | 9447 | g/in | FDA,0 |  | Spunlaced Nonwoven 50gsm 100% Polyester - 42" | Analytical-Applicator_NY_Spunlaced Nonwoven 50 gsm 100% Polyester-42"
3OU265 | Tensile Strength | Dry_MD_(g/in) | TM103 | 6675 | 9447 | g/in | FDA,0 |  | Spunlaced Nonwoven 50 gsm 100% Polyester – 11 1/2” | Analytical - Applicator_10H
3OA911 | Tensile Strength | Dry_MD_(g/in) | TM103 | 4404 |  | g/in | FDA,0 |  | 55gsm Big Dot Embossed Nonwoven | Analytical - Applicator_NY_55gsm Big Dot Embossed Nonwoven
3OP257 | Tensile Strength | Dry_MD_(g/in) | TM103 | 6675 | 9447 | g/in | FDA,0 |  | Spunlaced Nonwoven 50gsm 100% Polyester - 37.5" | Analytical-Applicator_NY_Spunlaced Nonwoven 50 gsm 100% Polyester-37.5"
3DQ595 | Tensile Strength | Dry_MD_(g/in) | TM103 | 2054 | 4108 | g/in | FDA,0 |  | AP1 SG THERMAL SH-PP-40 30" | Analytical - Applicator_10D
3XP667 | Tensile Strength | Dry_MD_(g/in) | TM103 | 6675 | 9447 | g/in | FDA,0 |  | Spunlaced Nonwoven 50gsm 100% Polyester - 38.75" | Analytical-Applicator_NY_Skip lot testing
3XP540 | Tensile Strength | Dry_MD_(g/in) | TM103 | 6675 | 9447 | g/in | FDA,0 |  | Spunlaced Nonwoven 50gsm 100% Polyester - 42" | Analytical - Applicator_NY_Skip lot testing
3OP920 | Tensile Strength | Dry_MD_(g/in) | TM103 | 2000 | 3000 | g/in | FDA,0 |  | SMS Nonwovens Honeycomb Embossed- 35 gsm - 953 mm | Analytical-Applicator_NY_SMS Nonwovens Honeycomb Embossed- 35 gsm - 37.5"
3OA580 | Tensile Strength | Dry_MD_CoA_(g/in) | TM103 | 1825 |  | g/in | FDA,0 |  | 45 gsm, Hydroentangled Nonwoven 11-1/2” | Analytical - Applicator_38A
2OA592 | Dyne Level | Dyne Level (outside film) | Dyne Test Kit | 36 | 38 |  | FDA,0 |  | Prep H Medicated Wipes 48ct. | Analytical - Web_NP8504_11.0
2OA632 | Dyne Level | Dyne Level (outside film) | Dyne Test Kit | 36 | 38 |  | FDA,0 |  | Prep H Medicated Hemorrhoidal Wipes | Analytical - Web_NP8504_11.75
2CA922 | Dyne Level | Dyne Level (outside film) | Dyne Test Kit | 36 | 38 |  | FDA,0 |  | Dove Baby Sensitive Moisture Wipes | Analytical - Web_NP8810_12.125
2CA911 | Dyne Level | Dyne Level (outside film) | Dyne Test Kit | 36 | 38 |  | FDA,0 |  | Dove Baby Rich Moisture Wipes | Analytical - Web_NP8810_12.125
2AU555 | Dyne Level | Dyne Level (outside film) | Dyne Test Kit |  |  |  | FDA,0 |  | Prep H Rapid Relief with Lidocaine Totables | Analytical - Web_NP3460_7.5
2BA284R | Dyne Level | Dyne Level (outside film) | Dyne Test Kit | 36 | 38 |  | FDA,0 |  | Preparation H 48ct. | Analytical - Web_NP8504_11.0
2OP195 | Dyne Level | Dyne Level (outside film) |  |  |  |  | FDA,0 |  | Simple Kind To Skin Micellar Cleansing Wipes 25ct | Analytical - Web_NP8511_320
2OP223 | Dyne Level | Dyne Level (outside film) |  |  |  |  | FDA,0 |  | Simple Kind To Skin Facial Cleansing Wipes 25ct US | Analytical - Web_NP8511_320
2AA709 | Dyne Level | Dyne Level (outside film) | Dyne Test Kit | 36 | 38 |  | FDA,0 |  | Preparation H Medicated Wipes for Women | Analytical - Web_NP8504_11.0
2AA592 | Dyne Level | Dyne Level (outside film) | Dyne Test Kit | 36 | 38 |  | FDA,0 |  | Prep H Medicated Wipes 48ct. | Analytical - Web_NP8504_11.0
2CA735 | Dyne Level | Dyne Level (outside film) | Dyne Test Kit | 36 | 38 |  | FDA,0 |  | Dove Baby Sensitive Moisture Wipes | Analytical - Web_NP8810_12.125
2OP063 | Dyne Level | Dyne Level (outside film) |  |  |  |  | FDA,0 |  | Simple Kind To Skin Facial Cleansing Wipes 25ct Canada | Analytical - Web_NP8511_320
2OP072 | Dyne Level | Dyne Level (outside film) |  |  |  |  | FDA,0 |  | Simple Kind To Skin Facial Cleansing Wipes 7ct Canada | Analytical - Web_NP8511_245
2AA632 | Dyne Level | Dyne Level (outside film) | Dyne Test Kit | 36 | 38 |  | FDA,0 |  | Prep H Medicated Hemorrhoidal Wipes | Analytical - Web_NP8504_11.75
2OP093LI | Canister & Lid Inspection | E Diameter | TM141_TM143 | 2.548 | 2.562 | in | FDA,3 |  | PP Threaded Blue cap | Analytical - Lid_NY_Threaded Blue Cap
2OP093 | Canister & Lid Inspection | E Diameter | Measurement | 2.509 | 2.539 | in | FDA,3 |  | 10oz. Blue HDPE Bottle Grade Jar | Analytical - Skip Lot Release_NY_2OP093
2OP093 | Canister & Lid Inspection | E Diameter | Measurement | 2.509 | 2.539 | in | FDA,3 |  | 10oz. Blue HDPE Bottle Grade Jar | Analytical - Jar _10 oz Blue HDPE Grade Jar
3OA347 | Tensile Strength | Elongation % Wet CD | TM103 | 15 | 65 | % | FDA,0 |  | Nonwoven Rolls Dispersible Unembossed - 6" width-65 gsm | Microbiologu - Bioburden_Applicator_NY
3OA347 | Tensile Strength | Elongation % Wet CD | TM103 | 15 | 65 | % | FDA,0 |  | Nonwoven Rolls Dispersible Unembossed - 6" width-65 gsm | Analytical-Applicator_NY_Nonwoven Rolls Dispersable Unembossed- 6" width - 65 gsm
3OP081 | Tensile Strength | Elongation % Wet CD | TM103 | 110 | 130 | % | FDA,0 |  | Rolls Flat Spunlaced Nonwoven - 55 gsm | Analytical - Applicator_NY_Rolls Flat Spunlaced Nonwoven-55gsm-30"
3OA347 | Tensile Strength | Elongation % Wet MD | TM103 | 2 | 50 | % | FDA,0 |  | Nonwoven Rolls Dispersible Unembossed - 6" width-65 gsm | Microbiologu - Bioburden_Applicator_NY
3OA347 | Tensile Strength | Elongation % Wet MD | TM103 | 2 | 50 | % | FDA,0 |  | Nonwoven Rolls Dispersible Unembossed - 6" width-65 gsm | Analytical-Applicator_NY_Nonwoven Rolls Dispersable Unembossed- 6" width - 65 gsm
3OP081 | Tensile Strength | Elongation % Wet MD | TM103 | 20 | 30 | % | FDA,0 |  | Rolls Flat Spunlaced Nonwoven - 55 gsm | Analytical - Applicator_NY_Rolls Flat Spunlaced Nonwoven-55gsm-30"
2BQ551LI | Canister & Lid Inspection | End Circle Diameter | TM141_TM143 | 0.12 | 0.13 | in | FDA,3 |  | Large Deep Well Lid PDI Orifice | Analytical - Lid_13A
2BQ551LI | Canister & Lid Inspection | End Circle Diameter | TM141_TM143 | 0.12 | 0.13 | in | FDA,3 |  | Large Deep Well Lid PDI Orifice | Analytical - Lid_NY_Skip lot testing
2OP520LI | Canister & Lid Inspection | End Circle Diameter | TM141_TM143 | 0.12 | 0.13 | in | FDA,3 |  | Large Deep Well Lid PDI Orifice | Analytical - Lid_NY_Skip lot testing
2OP638LI | Canister & Lid Inspection | End Circle Diameter | TM141_TM143 | 0.12 | 0.13 | in | FDA,3 |  | Large Deep Well Lid PDI Orifice Translucent Gray | Analytical - Lid_13D
2OP638LI | Canister & Lid Inspection | End Circle Diameter | TM141_TM143 | 0.12 | 0.13 | in | FDA,3 |  | Large Deep Well Lid PDI Orifice Translucent Gray | Analytical - Lid_NY_Skip lot testing
2OU611 | Eyespot Repeat | Eye spot repeat over 7 impressions | Measurement | 488 | 490 | mm | FDA,0 |  | Qbrexza Web 1ct | Analytical - Web_NP5211_7.0
2EU351 | Eyespot Repeat | Eye spot repeat over 7 impressions | Measurement | 488 | 490 | mm | FDA,0 |  | Qbrexza Web 1ct | Analytical - Web_NP5211_7.0
5AP308TY | Box Inspection | Flange - Sides | Default | 0.045 | 0.135 | in | FDA,3 |  | Plastic Wipes Try | Analytical - Box_63A
5AP308TY | Box Inspection | Flange - Top & Bottom | Default | 0.045 | 0.135 | in | FDA,3 |  | Plastic Wipes Try | Analytical - Box_63A
2BQ084LI | Flip Lid Force | Flip Lid Force | TM141_TM143 | 0.75 |  | lb | FDA,2 |  | Large Deep Well Lid 560 Orifice | Analytical - Lid_11A
2BQ551LI | Flip Lid Force | Flip Lid Force | TM141_TM143 | 0.75 |  | lb | FDA,2 |  | Large Deep Well Lid PDI Orifice | Analytical - Lid_13A
2BQ551LI | Flip Lid Force | Flip Lid Force | TM141_TM143 | 0.75 |  | lb | FDA,2 |  | Large Deep Well Lid PDI Orifice | Analytical - Lid_NY_Skip lot testing
2OP242LI | Flip Lid Force | Flip Lid Force | TM141_TM143 | 0.75 |  | lb | FDA,2 |  | Large Deep Well Lid-Sani Cloth Prime Lobe Orifice | Analytical - Lid_17C
2OP280LI | Flip Lid Force | Flip Lid Force | TM141_TM143 | 0.75 |  | lb | FDA,2 |  | Large Deep Well Lid- Bleach Orifice | Analytical - Lid_17A
2OP520LI | Flip Lid Force | Flip Lid Force | TM141_TM143 | 0.75 |  | lb | FDA,2 |  | Large Deep Well Lid PDI Orifice | Analytical - Lid_NY_Skip lot testing
2OQ850LI | Flip Lid Force | Flip Lid Force | TM141_TM143 | 0.75 |  | lb | FDA,2 |  | Large Deep Well Lid .560 Orifice | Analytical - Lid_NY_Skip lot testing
2OQ850LI | Flip Lid Force | Flip Lid Force | TM141_TM143 | 0.75 |  | lb | FDA,2 |  | Large Deep Well Lid .560 Orifice | Analytical - Lid_11B
2OQ882LI | Flip Lid Force | Flip Lid Force | TM141_TM143 | 0.75 |  | lb | FDA,2 |  | LID LG DW DP GREEN 560 ORIFICE | Analytical - Lid_12A
2OP638LI | Flip Lid Force | Flip Lid Force | TM148 | 0.75 |  | lb | FDA,2 |  | Large Deep Well Lid PDI Orifice Translucent Gray | Analytical - Lid_13D
2OP638LI | Flip Lid Force | Flip Lid Force | TM148 | 0.75 |  | lb | FDA,2 |  | Large Deep Well Lid PDI Orifice Translucent Gray | Analytical - Lid_NY_Skip lot testing
2OX510FS | Functionality | Foil diameter to fit Bottle(Item#2OX510B)opening | TM141_TM143 |  |  |  |  | Pass | Foil Seal 5.1 ml | Analytical - Foil seal 5.1 ml
5DA941TY | Box Inspection | Front Height | Default | 3.4688 | 3.5312 | in | FDA,5 |  | Target Up & Up Extra Large Cleans. Washcloths | Analytical - Box_NY_0.024WCK_111_5.25-6.25-8.625/3.5
2AQ471LI | Canister & Lid Inspection | Functionality | TM141_TM143 |  |  |  |  | Pass (Done) | Medium Deep Well Lid | Analytical - Lid_04B_560_1
5AP027TY | Box Inspection | Functionality | Default |  |  |  |  | Meets specification (Done) | TY PLASTIC NEUTROG DP CLN 25CT | Analytical - Box_57A
2OA632SLI | Solo Lid Inspection | Functionality | Measurement |  |  |  |  | Meet specification (Done) | Preparation H Medicated Hemorrhoidal Wipes | Analytical - Lid_NY_Prep H medicated Hemorrhoidal Wipes
2BQ471LI | Canister & Lid Inspection | Functionality | TM141_TM143 |  |  |  |  | Pass (Done) | Medium Deep Well Lid with 560 Orifice Trans Blue | Analytical - Lid_04F_560
2BQ551LI | Canister & Lid Inspection | Functionality | TM141_TM143 |  |  |  |  | Pass (Done) | Large Deep Well Lid PDI Orifice | Analytical - Lid_13A
2BQ551LI | Canister & Lid Inspection | Functionality | TM141_TM143 |  |  |  |  | Pass (Done) | Large Deep Well Lid PDI Orifice | Analytical - Lid_NY_Skip lot testing
2OP159LI | Canister & Lid Inspection | Functionality | TM141_TM143 |  |  |  |  | Pass (Done) | Large Deep Well Lid .560 Orifice Blue | Analytical - Lid_03B
2OP520LI | Canister & Lid Inspection | Functionality | TM141_TM143 |  |  |  |  | Pass (Done) | Large Deep Well Lid PDI Orifice | Analytical - Lid_NY_Skip lot testing
2OP638LI | Canister & Lid Inspection | Functionality | TM141_TM143 |  |  |  |  | Pass (Done) | Large Deep Well Lid PDI Orifice Translucent Gray | Analytical - Lid_13D
2OP638LI | Canister & Lid Inspection | Functionality | TM141_TM143 |  |  |  |  | Pass (Done) | Large Deep Well Lid PDI Orifice Translucent Gray | Analytical - Lid_NY_Skip lot testing
2OQ850LI | Canister & Lid Inspection | Functionality | TM141_TM143 |  |  |  |  | Pass (Done) | Large Deep Well Lid .560 Orifice | Analytical - Lid_NY_Skip lot testing
2OQ850LI | Canister & Lid Inspection | Functionality | TM141_TM143 |  |  |  |  | Pass (Done) | Large Deep Well Lid .560 Orifice | Analytical - Lid_11B
2OQ882LI | Canister & Lid Inspection | Functionality | TM141_TM143 |  |  |  |  | Pass (Done) | LID LG DW DP GREEN 560 ORIFICE | Analytical - Lid_12A
2OA347SLI | Solo Lid Inspection | Functionality | Measurement |  |  |  |  | Meet specification (Done) | Summer's Eve Fresh Cycle Cleans Cloths | Analytical - Lid_NY_Summer's Eve Fresh Cycle
2AJ170SLI | Solo Lid Inspection | Functionality | Measurement |  |  |  |  | Meet specification (Done) | Cetaphil Gentle Skin Cleansing Wipes Solo | Analytical - Lid_NY_NP7600_22FA
2AJ324SLI | Solo Lid Inspection | Functionality | Measurement |  |  |  |  | Meet specification (Done) | Cetaphil Gentle Skin Cleansing Wipes Solo | Analytical - Lid_NY_NP7600_22X
2OP093 | Canister & Lid Inspection | Functionality | Measurement |  |  |  |  | Pass (Done) | 10oz. Blue HDPE Bottle Grade Jar | Analytical - Skip Lot Release_NY_2OP093
2OP093 | Canister & Lid Inspection | Functionality | Measurement |  |  |  |  | Pass (Done) | 10oz. Blue HDPE Bottle Grade Jar | Analytical - Jar _10 oz Blue HDPE Grade Jar
2OJ130SLI | Solo Lid Inspection | Functionality | Measurement |  |  |  |  | Meet specification (Done) | Cetaphil Gentle Skin Cleansing Wipes Solo | Analytical - Lid_NY_NP7600_22Y
2OA592SLI | Solo Lid Inspection | Functionality | Measurement |  |  |  |  | Meet specification (Done) | Prep-H Medicated Wipes Solo | Analytical - Lid_NY_NP7600_22S
2AA592SLI | Solo Lid Inspection | Functionality | Measurement |  |  |  |  | Meet specification (Done) | Preparation H Medicated Hemorrhoidal Wipes | Analytical - Lid_NY_NP7600_22R1
2AJ190SLI | Solo Lid Inspection | Functionality | Measurement |  |  |  |  | Meet specification (Done) | Cetaphil Gentle Skin Cleansing Wipes Solo | Analytical - Lid_NY_NP7600_22V
2OP134 | Canister & Lid Inspection | Functionality - Cap Closure | [5 empty] | Cap of lid | Canister - Medium, Tapered White 4.1" | Analytical - Reduced Testing_NY_Can 2OP134
2OP280LI | Canister & Lid Inspection | Functionality - Cap Closure | [5 empty] | Cap of lid | Large Deep Well Lid- Bleach Orifice | Analytical - Lid_17A
2OP242LI | Canister & Lid Inspection | Functionality - Cap Closure | [5 empty] | Cap of lid | Large Deep Well Lid-Sani Cloth Prime Lobe Orifice | Analytical - Lid_17C
2OQ850 | Canister & Lid Inspection | Functionality - Lid Fit | [5 empty] | Lid has a tight friction fit | Canister - Extra Large, Ribbed, White | Analytical - Reduced Testing_NY_Can 2OQ850
2OQ753X | Canister & Lid Inspection | Functionality - Lid Fit | [5 empty] | Lid has a tight friction fit | Canister - Large, Ribbed, White | Analytical - Reduced Testing_NY_Can 2OQ753 X
2OQ753 | Canister & Lid Inspection | Functionality - Lid Fit | [5 empty] | Lid has a tight friction fit | CAN LARGE CANISTER COPOLYMER | Analytical - Reduced Testing_NY_Can 2OQ753
2OQ850 | Canister & Lid Inspection | Functionality - Lid Fit | Measurement | [5 empty] | Canister - Extra Large, Ribbed, White | Analytical - Reduced Testing_NY_Can 2OQ850
2OQ850X | Canister & Lid Inspection | Functionality - Lid Fit | [5 empty] | Lid has a tight friction fit | Canister - Extra Large, Ribbed, White | Analytical - Reduced Testing_NY_Can 2OQ850X
2OQ753 | Canister & Lid Inspection | Functionality - Lid Fit | Measurement | [5 empty] | CAN LARGE CANISTER COPOLYMER | Analytical - Reduced Testing_NY_Can 2OQ753
2OP093LI | Canister & Lid Inspection | Functionality - Lid Fit | [5 empty] | Lid fits with a tight seal on | PP Threaded Blue cap | Analytical - Lid_NY_Threaded Blue Cap
2OP134 | Canister & Lid Inspection | Functionality - Lid Fit | [5 empty] | Lid fits with a tight seal on | Canister - Medium, Tapered White 4.1" | Analytical - Reduced Testing_NY_Can 2OP134
2OQ753 | Canister & Lid Inspection | Functionality - Lid Fit | [5 empty] | Lid has a tight friction fit | CAN LARGE CANISTER COPOLYMER | Analytical - Skip Lot Release_NY_2OQ753
2OP280LI | Canister & Lid Inspection | Functionality - Lid Fit | [5 empty] | Lid fits with a tight seal on | Large Deep Well Lid- Bleach Orifice | Analytical - Lid_17A
2OP242LI | Canister & Lid Inspection | Functionality - Lid Fit | [5 empty] | Lid fits with a tight seal on | Large Deep Well Lid-Sani Cloth Prime Lobe Orifice | Analytical - Lid_17C
2OQ850 | Canister & Lid Inspection | Functionality - Lid Fit | [5 empty] | Lid has a tight friction fit | Canister - Extra Large, Ribbed, White | Analytical - Reduced Testing_NY_Can 2OQ850X
2OQ850X | Canister & Lid Inspection | Functionality - Lid Fit | [5 empty] | Lid has a tight friction fit | Canister - Extra Large, Ribbed, White | Analytical - Reduced Testing_NY_Can 2OQ850
2OQ753X | Canister & Lid Inspection | Functionality - Lid Fit | Measurement | [5 empty] | Canister - Large, Ribbed, White | Analytical - Reduced Testing_NY_Can 2OQ753 X
2OP138C | Canister & Lid Inspection | Functionality - Lid Fit | [5 empty] | Lid has a tight friction fit | Large Ribbed Straight Walled Canister | Analytical - Reduced Testing_NY_Can 2OP138C
2OP638 | Canister & Lid Inspection | Functionality - Lid Fit | [5 empty] | Lid has a tight friction fit | Extra-Large Straight Walled Canister | Analytical - Reduced Testing_NY_Can 2OP638
2OP138 | Canister & Lid Inspection | Functionality - Lid Fit | [5 empty] | Lid has a tight friction fit | Large Ribbed Straight Walled Canister | Analytical - Reduced Testing_NY_Can 2OP138
2OP138 | Canister & Lid Inspection | Functionality - Lid Fit | Measurement | [5 empty] | Large Ribbed Straight Walled Canister | Analytical - Reduced Testing_NY_Can 2OP138
2OQ850 | Canister & Lid Inspection | Functionality - Lid Fit | [5 empty] | Lid has a tight friction fit | Canister - Extra Large, Ribbed, White | Analytical - Skip Lot Release_NY_2OQ850
2OP638 | Canister & Lid Inspection | Functionality - Lid Fit | Measurement | [5 empty] | Extra-Large Straight Walled Canister | Analytical - Reduced Testing_NY_Can 2OP638
2BQ084LI | Canister & Lid Inspection | Functionality - Lid Fit | [5 empty] | Lid fits with a tight seal on | Large Deep Well Lid 560 Orifice | Analytical - Lid_11A
2OQ850X | Shipper Inspection | General Inspection | TM141_TM143 | [5 empty] | Canister - Extra Large, Ribbed, White | Analytical - SHIP_NY_32K_100_12.4375-5.4375-4.1875
6AA34724 | Shipper Inspection | General Inspection | TM141_TM143 |  |  |  |  | Accept (Done) | Summer's Eve Fresh Cycle Cleansing Cloths | Analytical - SHIP_NY_32K_100_8.25-7-6.25
6AA617S96 | Shipper Inspection | General Inspection | TM141_TM143 |  |  |  |  | Accept (Done) | Prep H 96ct Shipper | Analytical - SHIP_NY_44K_100_12.75-11.625-7.875
6AA632TY | Shipper Inspection | General Inspection | TM141_TM143 |  |  |  |  | Accept (Done) | Preparation H 180ct Tray | Analytical - SHIP_NY_44K_231_18.5-7.375-14
6AA709S48 | Shipper Inspection | General Inspection | TM141_TM143 |  |  |  |  | Accept (Done) | Preparation H for Women Shipper | Analytical - SHIP_NY_40K_100_15-11-6.125
6AA73530 | Shipper Inspection | General Inspection | TM141_TM143 |  |  |  |  | Accept (Done) | Baby Dove Wipes Sensitive Moisture Shipper | Analytical - SHIP_NY_32K_100_10-8.375-8.25
6AA76930 | Shipper Inspection | General Inspection | TM141_TM143 |  |  |  |  | Accept (Done) | Baby Dove Wipes Rich Moisture Shipper | Analytical - SHIP_NY_44K_100_9-9-4.75
6AA88230 | Shipper Inspection | General Inspection | TM141_TM143 |  |  |  |  | Accept (Done) | Baby Dove Wipes Sensitive Moisture Shipper | Analytical - SHIP_NY_44K_100_9-9-4.75
6AA91130 | Shipper Inspection | General Inspection | TM141_TM143 |  |  |  |  | Accept (Done) | Baby Dove Wipes Rich Moisture Shipper | Analytical - SHIP_NY_32K_100_10-8.375-8.25
6AA92230 | Shipper Inspection | General Inspection | TM141_TM143 |  |  |  |  | Accept (Done) | Baby Dove Wipes Sensitive Moisture Shipper | Analytical - SHIP_NY_32K_100_10-8.375-8.25
6AB16400 | Shipper Inspection | General Inspection | TM141_TM143 |  |  |  |  | Accept (Done) | PDI Adhesive Tape Remover | Analytical - SHIP_NY_32K_100_16-4.25-5.125
6AD11055 | Shipper Inspection | General Inspection | TM141_TM143 |  |  |  |  | Accept (Done) | COR WET NAP/BULK 32 ECT | Analytical - SHIP_NY_32K_100_10.625-6.375-11.25
6AD41900 | Shipper Inspection | General Inspection | TM141_TM143 |  |  |  |  | Accept (Done) | PDI Castile Soap Towelette Shipper | Analytical - SHIP_NY_32K_100_13.25-12-6.125
6AD43600 | Shipper Inspection | General Inspection | TM141_TM143 |  |  |  |  | Accept (Done) | PDI Sani-Hands Shipper | Analytical - SHIP_NY_32K_100_13.25-12-6.125
6AH58195 | Shipper Inspection | General Inspection | TM141_TM143 |  |  |  |  | Accept (Done) | PDI Sani Cloth Bleach Shipper | Analytical - SHIP_NY_32K_100_13.4375-6.25-9.6875
6AJ19025 | Shipper Inspection | General Inspection | TM141_TM143 |  |  |  |  | Accept (Done) | Cetaphil - Asia 25ct Shipper | Analytical - SHIP_NY_32K_100_12-7.25-6.75
6AM30472 | Shipper Inspection | General Inspection | TM141_TM143 |  |  |  |  | Accept (Done) | Sani Professional No-Rinse Sanitizing Multi-Surface Wipes | Analytical - SHIP_NY_44K_100_15.5-9-12
6AM70172 | Shipper Inspection | General Inspection | TM141_TM143 |  |  |  |  | Accept (Done) | Sani Professional No-Rinse Sanitizing Multi-Surface Wipes | Analytical - SHIP_NY_44K_100_15.5-9-12
6AP06325 | Shipper Inspection | General Inspection | TM141_TM143 |  |  |  |  | Accept (Done) | Simple Kind To Skin Facial 25ct Shipper | Analytical - SHIP_NY_32K_100_12.4375-5.4375-4.1875
6AP06528 | Shipper Inspection | General Inspection | TM141_TM143 |  |  |  |  | Accept (Done) | Ponds Evening Soothe 28ct Shipper | Analytical - SHIP_NY_32K_100_13.25-7.75-5.75
6AP06550 | Shipper Inspection | General Inspection | TM141_TM143 |  |  |  |  | Accept (Done) | Pond's Moisture Clean Twlts. Evening Soothe | Analytical - SHIP_NY_32K_100_17.375-12.0625-10.5
6AP06728 | Shipper Inspection | General Inspection | TM141_TM143 |  |  |  |  | Accept (Done) | Ponds Original Fresh 28ct Shipper - Canada | Analytical - SHIP_NY_32K_100_7.125-7-6.0625
6AP07207 | Shipper Inspection | General Inspection | TM141_TM143 |  |  |  |  | Accept (Done) | 6AP07207 | Analytical-Simple Kind To Skin facial 7ct Shipper Canada
6AP07328 | Shipper Inspection | General Inspection | TM141_TM143 |  |  |  |  | Accept (Done) | Ponds Luminous Clean USA 28ct Shipper | Analytical - SHIP_NY_32K_100_13.25-7.75-5.75
6AP08128 | Shipper Inspection | General Inspection | TM141_TM143 |  |  |  |  | Accept (Done) | Ponds Original Fresh 28ct Shipper | Analytical - SHIP_NY_32K_100_13.25-7.75-5.75
6AP08150 | Shipper Inspection | General Inspection | TM141_TM143 |  |  |  |  | Accept (Done) | Pond's Moisture Clean Twlts. Original Fresh | Analytical - SHIP_NY_32K_100_17.375-12.0625-10.5
6AP09215 | Shipper Inspection | General Inspection | TM141_TM143 |  |  |  |  | Accept (Done) | Ponds Original Fresh 15ct Shipper | Analytical - SHIP_NY_32K_100_13.4375-9.25-5.75
6AP09384 | Shipper Inspection | General Inspection | TM141_TM143 |  |  |  |  | Accept (Done) | Noxzema Anti-Blemish Pads 90ct Shipper | Analytical - SHIP_NY_32K_100_8.5-5.75-3.6875
6AP09384 | Shipper Inspection | General Inspection | TM141_TM143 |  |  |  |  | Accept (Done) | Noxzema Anti-Blemish Pads 90ct Shipper | Analytical - Shipper_NY_Skip lot testing
6AP11325 | Shipper Inspection | General Inspection | TM141_TM143 |  |  |  |  | Accept (Done) | Garnier Skin Active MUR Shipper | Analytical - SHIP_NY_44K_100_10.625-9.75-7.75
6AP11325 | Shipper Inspection | General Inspection | TM141_TM143 | [5 empty] | Garnier Skin Active MUR Shipper | Analytical - Shipper_NY_Skip lot testing
6AP13472 | Shipper Inspection | General Inspection | TM141_TM143 |  |  |  |  | Accept (Done) | PDI Sani-Hands Shipper | Analytical - SHIP_NY_32K_100_16.3125-12.25-7.5625
6AP15984 | Shipper Inspection | General Inspection | TM141_TM143 |  |  |  |  | Accept (Done) | PDI Sani-Hands Shipper | Analytical - SHIP_NY_44K_100_15.25-10.375-7.6875
6AP19525 | Shipper Inspection | General Inspection | TM141_TM143 |  |  |  |  | Accept (Done) | Simple Kind To Skin Facial Shipper | Analytical - SHIP_NY_32K_100_12.4375-5.4375-4.1875
6AP20528 | Shipper Inspection | General Inspection | TM141_TM143 |  |  |  |  | Accept (Done) | Ponds Exfoliating Renewal 28ct Shipper | Analytical - SHIP_NY_32K_100_13.25-7.75-5.75
6AP22325 | Shipper Inspection | General Inspection | TM141_TM143 | [5 empty] | Simple Kind To Skin Facial Shipper | Analytical - SHIP_NY_32K_100_12.4375-5.4375-4.1875
6AP22907 | Shipper Inspection | General Inspection | TM141_TM143 |  |  |  |  | Accept (Done) | Neutrogena Naturals Shipper | Analytical - SHIP_NY_32K_100_8.5625-7.8125-6.4375
6AP23025 | Shipper Inspection | General Inspection | TM141_TM143 |  |  |  |  | Accept (Done) | Neutrogena Naturals Shipper | Analytical - SHIP_NY_32K_100_11.25-5.8125-4.3125
6AP24284 | Shipper Inspection | General Inspection | TM141_TM143 |  |  |  |  | Accept (Done) | Sani-Cloth Prime Extra Large Wipe | Analytical - SHIP_NY_40K_100_15.375-10.5625-9.625
6AP24372 | Shipper Inspection | General Inspection | TM141_TM143 |  |  |  |  | Accept (Done) | PDI Sani-Cloth Bleach Shipper | Analytical - SHIP_NY_44K_100_15.25-10.375-15.4375
6AP24684 | Shipper Inspection | General Inspection | TM141_TM143 |  |  |  |  | Accept (Done) | PDI Sani-Cloth Bleach Extra large Shipper | Analytical - SHIP_NY_40K_100_15.375-10.5625-9.625
6AP25372 | Shipper Inspection | General Inspection | TM141_TM143 |  |  |  |  | Accept (Done) | PDI Sani-Cloth Prime Shipper | Analytical - SHIP_NY_44K_100_15.25-10.375-15.4375
6AP25784 | Shipper Inspection | General Inspection | TM141_TM143 |  |  |  |  | Accept (Done) | PDI Sani Cloth Bleach Shipper | Analytical - Shipper_NY_Skip lot testing
6AP27284 | Shipper Inspection | General Inspection | TM141_TM143 |  |  |  |  | Accept (Done) | Eco-Wipe Duo | Analytical - SHIP_NY_44K_100_15.375-10.5625-9.625
6AP30895 | Shipper Inspection | General Inspection | TM141_TM143 |  |  |  |  | Accept (Done) | Aveeno Make-Up Remover Shipper | Analytical - SHIP_32_1BI
6AP32825 | Shipper Inspection | General Inspection | TM141_TM143 |  |  |  |  | Accept (Done) | Neutrogena Shipper | Analytical - SHIP_32_1P
6AP56784 | Shipper Inspection | General Inspection | TM141_TM143 |  |  |  |  | Accept (Done) | Sani Professional No Rinse Sanitizing Multi Surface Wipes | Analytical - SHIP_NY_44K_100_15.375-10.5625-9.625
6AP63025 | Shipper Inspection | General Inspection | TM141_TM143 |  |  |  |  | Accept (Done) | Aveeno Positively Radiant - Shipper | Analytical - SHIP_NY_32K_100_11.25-5.8125-4.3125
6AP64525 | Shipper Inspection | General Inspection | TM141_TM143 |  |  |  |  | Accept (Done) | Aveeno Positively Radiant | Analytical - SHIP_NY_32K_100_11.25-5.8125-4.3125
6AP71310 | Shipper Inspection | General Inspection | TM141_TM143 |  |  |  |  | Accept (Done) | Cetaphil 10ct Unprinted Shipper | Analytical - SHIP_NY_44K_100_18.875-11.625-9
6AP80625 | Shipper Inspection | General Inspection | TM141_TM143 |  |  |  |  | Accept (Done) | Clean & Clear Night Relaxing Shipper | Analytical - SHIP_NY_32K_100_11.25-5.8125-8.625
6AQ76584 | Shipper Inspection | General Inspection | TM141_TM143 |  |  |  |  | Accept (Done) | PDI Sani-Hands Shipper - Canada | Analytical - SHIP_NY_44K_100_15.25-10.375-7.6875
6AS27350 | Shipper Inspection | General Inspection | TM141_TM143 |  |  |  |  | Accept (Done) | COR CHLORASCRUB SWAB BULK | Analytical - SHIP_44_2O
6AS27350 | Shipper Inspection | General Inspection | TM141_TM143 | [5 empty] | COR CHLORASCRUB SWAB BULK | Analytical - Shipper_NY_Skip lot testing
6AS40750 | Shipper Inspection | General Inspection | TM141_TM143 |  |  |  |  | Accept (Done) | COR CHLORASCRUB SWABSTICK | Analytical - SHIP_32_1AP
6AS41950 | Shipper Inspection | General Inspection | TM141_TM143 |  |  |  |  | Accept (Done) | COR CHLORASCRUB MAXI SWABSTICK | Analytical - SHIP_40_1O
6AU12310 | Shipper Inspection | General Inspection | TM141_TM143 |  |  |  |  | Accept (Done) | COR PREP-H 10CT SINGLE SK17132 | Analytical - SHIP_32_1U
6AU130TY | Shipper Inspection | General Inspection | TM141_TM143 |  |  |  |  | Accept (Done) | Grime Boss Heavy Duty Wipes | Analytical - SHIP_NY_32White_203_6.5-9.625-4.5
6AU25206 | Shipper Inspection | General Inspection | TM141_TM143 |  |  |  |  | Accept (Done) | L 'Oreal Paris Sublime Bronze Self Tan Twlts | Analytical - SHIP_NY_32K_100_11.25-8.4375-4.5625
6AU53601 | Shipper Inspection | General Inspection | TM141_TM143 |  |  |  |  | Accept (Done) | Cetaphil Gentle Skin Cleans. Cloths Shipper | Analytical - SHIP_NY_32K_100_11.8125-9.375-8.5
6AU56400 | Shipper Inspection | General Inspection | TM141_TM143 |  |  |  |  | Accept (Done) | Summer's Eve Fresh Cycle Cleansing Cloths | Analytical - SHIP_NY_32K_100_11.75-9.625-7.688
6AU57314 | Shipper Inspection | General Inspection | TM141_TM143 |  |  |  |  | Accept (Done) | Summer's Eve Fresh Cycle Cleansing Cloths | Analytical - SHIP_NY_32K_100_7.75-6.25-8.25
6AU71230 | Shipper Inspection | General Inspection | TM141_TM143 |  |  |  |  | Accept (Done) | Preparation H Rapid Relief Totables w/Lidocaine | Analytical - SHIP_NY_32K_100_9.563-9.188-7.75
6BA709SWN | Shipper Inspection | General Inspection | TM141_TM143 |  |  |  |  | Accept (Done) | Preparation H for Women Shipper | Analytical - SHIP_NY_40K_100_14.75-9.375-6.125
6BB10800 | Shipper Inspection | General Inspection | TM141_TM143 |  |  |  |  | Accept (Done) | COR CHLORASCRUB SWAB SHIPPER | Analytical - SHIP_32_1S
6BH59200 | Shipper Inspection | General Inspection | TM141_TM143 |  |  |  |  | Accept (Done) | Sani-Cloth AF3 Shipper | Analytical - SHIP_NY_32K_100_13.4375-6.25-9.6875
6BP21195 | Shipper Inspection | General Inspection | TM141_TM143 |  |  |  |  | Accept (Done) | Neutrogena Shipper | Analytical - SHIP_NY_44K_100_14.375-12.1875-9.25
6BP25372 | Shipper Inspection | General Inspection | TM141_TM143 |  |  |  |  | Accept (Done) | PDI Sani Cloth prime Shipper | Analytical - SHIP_NY_44K_100_15.1875-10.1875-15.1875
6BP28425 | Shipper Inspection | General Inspection | TM141_TM143 |  |  |  |  | Accept (Done) | Neutrogena Shipper | Analytical - SHIP_32_1P
6BP30895 | Shipper Inspection | General Inspection | TM141_TM143 |  |  |  |  | Accept (Done) | Aveeno Make-Up Remover Shipper | Analytical - SHIP_NY_32K_100_12.5-7.25-7.875
6BP54072 | Shipper Inspection | General Inspection | TM141_TM143 |  |  |  |  | Accept (Done) | PDI Sani Cloth Bleach Shipper | Analytical - SHIP_44_2L
6BU13195 | Shipper Inspection | General Inspection | TM141_TM143 |  |  |  |  | Accept (Done) | PDI Sani-Cloth Prime Shipper | Analytical - SHIP_NY_32K_100_13.625-4.5-12.25
6BU25206 | Shipper Inspection | General Inspection | TM141_TM143 |  |  |  |  | Accept (Done) | L 'Oreal Paris Sublime Bronze Self Tan Twlts | Analytical - SHIP_NY_32K_100_11.3125-8.4375-4.625
6BU27500 | Shipper Inspection | General Inspection | TM141_TM143 |  |  |  |  | Accept (Done) | PDI Sani-Cloth AF3 Shipper | Analytical - SHIP_NY_32K_100_13.625-4.5-12.25
6CA972CK | Shipper Inspection | General Inspection | TM141_TM143 |  |  |  |  | Accept (Done) | Sani Pro. - Table Turners Cleaning Multi-Surface | Analytical - SHIP_NY_44K_100_18-8.25-10.25
6CJ21396 | Shipper Inspection | General Inspection | TM141_TM143 |  |  |  |  | Accept (Done) | Hygea Multi-Purpose Washcloths | Analytical - SHIP_NY_44K_100_16.625-9.375-7
6CP02724 | Shipper Inspection | General Inspection | TM141_TM143 |  |  |  |  | Accept (Done) | Neutrogena Shipper | Analytical - SHIP_NY_32K_100_11-5.8125-4.0625
6CP22884 | Shipper Inspection | General Inspection | TM141_TM143 |  |  |  |  | Accept (Done) | Sani Professional Sani-Cloth Disinfecting Wipes | Analytical - SHIP_NY_44K_100_15.375-10.5625-9.625
6CP33724 | Shipper Inspection | General Inspection | TM141_TM143 |  |  |  |  | Accept (Done) | Neutrogena Shipper | Analytical - SHIP_NY_32K_100_11-5.8125-4.0625
6CP60125 | Shipper Inspection | General Inspection | TM141_TM143 |  |  |  |  | Accept (Done) | COR NEUT HYDRA CLN CLTH 32ECT 11.25x5.8125x4.31285 | Analytical - SHIP_32_1P
6DC22370 | Shipper Inspection | General Inspection | TM141_TM143 |  |  |  |  | Accept (Done) | PDI Hygea Sterile Saline Wipe | Analytical - SHIP_NY_32K_100_11.125-6.375-10.375
6DD33333 | Shipper Inspection | General Inspection | TM141_TM143 |  |  |  |  | Accept (Done) | Sani Professional Sani Hands Shipper | Analytical - SHIP_NY_44K_100_21-12.5-10.5
6DD72400 | Shipper Inspection | General Inspection | TM141_TM143 |  |  |  |  | Accept (Done) | PDI Sani Hands Instant Hand Sanitizing Wipes | Analytical - SHIP_NY_32K_100_13.25-12-6.125
6DD74800 | Shipper Inspection | General Inspection | TM141_TM143 |  |  |  |  | Accept (Done) | PDI Obstetrical Towelette | Analytical - SHIP_NY_32K_100_13.25-12-6.125
6DP13872 | Shipper Inspection | General Inspection | TM141_TM143 |  |  |  |  | Accept (Done) | PDI Sani Cloth AF3 Shipper | Analytical - SHIP_NY_44K_100_15.1875-10.1875-15.1875
6DP63884 | Shipper Inspection | General Inspection | TM141_TM143 |  |  |  |  | Accept (Done) | PDI Sani Cloth AF3 Shipper | Analytical - Shipper_NY_Skip lot testing
6DP63884 | Shipper Inspection | General Inspection | TM141_TM143 |  |  |  |  | Accept (Done) | PDI Sani Cloth AF3 Shipper | Analytical - SHIP_NY_44K_100_15.375-10.5625-9.625
6EP44584 | Shipper Inspection | General Inspection | TM141_TM143 |  |  |  |  | Accept (Done) | Sani Professional - Sani Hands Antibac. Wipes. | Analytical - SHIP_NY_32K_100_15.1875-10.1875-9.625
6FB71200 | Shipper Inspection | General Inspection | TM141_TM143 |  |  |  |  | Accept (Done) | PDI Nail Polish Remover Pad | Analytical - SHIP_NY_32K_102_14.625-6.375-5
6FJ14108 | Shipper Inspection | General Inspection | TM141_TM143 |  |  |  |  | Accept (Done) | Hygea Multi Purpose Washcloth Shipper | Analytical - SHIP_NY_44K_100_16.625-8.625-7
6FJ14143 | Shipper Inspection | General Inspection | TM141_TM143 |  |  |  |  | Accept (Done) | Hygea Premium Multi-Purpose Washcloth | Analytical - SHIP_NY_44K_100_16.5-10.875-5.5
6FP43572 | Shipper Inspection | General Inspection | TM141_TM143 |  |  |  |  | Accept (Done) | Sani Professional Sani Hands Shipper | Analytical - SHIP_NY_32K_100_16.3125-12.25-7.5625
6FP92084 | Shipper Inspection | General Inspection | TM141_TM143 |  |  |  |  | Accept (Done) | Sani Professional Sani-Hands Shipper | Analytical - SHIP_NY_40K_100_15.375-10.5625-9.625
6GB10300 | Shipper Inspection | General Inspection | TM141_TM143 |  |  |  |  | Accept (Done) | PDI CHG / Isopropyl Alcohol Shipper | Analytical - SHIP_NY_32K_100_14.625-6.375-5
6GD35185 | Shipper Inspection | General Inspection | TM141_TM143 |  |  |  |  | Accept (Done) | Hygea BZK Shipper | Analytical - SHIP_NY_32K_100_13.25-12-12.4375
6GS48450 | Shipper Inspection | General Inspection | TM141_TM143 |  |  |  |  | Accept (Done) | PDI CHG Swab shipper | Analytical - SHIP_NY_29K_100_17.125-6.6875-11.75
6HB60307 | Shipper Inspection | General Inspection | TM141_TM143 |  |  |  |  | Accept (Done) | PDI Alcohol Prep Pad Shipper | Analytical - SHIP_NY_40K_100_16.5-12.3125-6.1875
6HC69900 | Shipper Inspection | General Inspection | TM141_TM143 |  |  |  |  | Accept (Done) | PDI Alcohol Prep Pad Shipper | Analytical - SHIP_NY_32K_100_15.75-8.625-5.1875
6HH04082 | Shipper Inspection | General Inspection | TM141_TM143 |  |  |  |  | Accept (Done) | PDI Super Sani Cloth Germicidal Disposable Wipe | Analytical - SHIP_NY_32K_100_13.4375-6.25-9.6875
6HQ08472 | Shipper Inspection | General Inspection | TM141_TM143 |  |  |  |  | Accept (Done) | COR SANI HB 160CT 44ECT/33# | Analytical - SHIP_44_2L
6JA580FW | Shipper Inspection | General Inspection | TM141_TM143 |  |  |  |  | Accept (Done) | Sani Pro. - Table Turners Cleaning Shipper | Analytical - SHIP_NY_44K_100_16.750-8.125-10.750
6JQ08472 | Shipper Inspection | General Inspection | TM141_TM143 |  |  |  |  | Accept (Done) | PDI Sani Cloth HB Shipper | Analytical - SHIP_NY_44K_100_15.1875-10.1875-15.1875
6KQ50772 | Shipper Inspection | General Inspection | TM141_TM143 |  |  |  |  | Accept (Done) | Crosstex Sanitex Plus 160ct Shipper | Analytical - SHIP_NY_44K_100_15.25-10.375-15.4375
6KS41125 | Shipper Inspection | General Inspection | TM141_TM143 |  |  |  |  | Accept (Done) | PDI Povidone-Iodine Swabstick (3's) | Analytical - SHIP_NY_29K_100_17.125-6.6875-11.75
6LB40600 | Shipper Inspection | General Inspection | TM141_TM143 |  |  |  |  | Accept (Done) | Povidone Iodine Prep Pad Shipper | Analytical - SHIP_NY_29K_100_12.375-5.5-4.625
6LQ50772 | Shipper Inspection | General Inspection | TM141_TM143 |  |  |  |  | Accept (Done) | Crosstex Sanitex Plus Shipper | Analytical - SHIP_NY_44K_100_15.1875-10.1875-15.1875
6LQ85084 | Shipper Inspection | General Inspection | TM141_TM143 |  |  |  |  | Accept (Done) | PDI Sani Cloth Plus Shipper | Analytical - SHIP_NY_40K_100_15.375-10.5625-9.625
6LS41350 | Shipper Inspection | General Inspection | TM141_TM143 |  |  |  |  | Accept (Done) | PDI Povidone-Iodine Swabstick (1's) | Analytical - SHIP_NY_29K_100_17.125-6.6875-11.75
6LS82125 | Shipper Inspection | General Inspection | TM141_TM143 |  |  |  |  | Accept (Done) | PDI Povidone-Iodine Cleansing Scrub Swab | Analytical - SHIP_NY_29K_100_17.125-6.6875-11.75
6MS48050 | Shipper Inspection | General Inspection | TM141_TM143 |  |  |  |  | Accept (Done) | PDI Povidone-Iodine Cleansing Scrub Swab | Analytical - SHIP_NY_29K_100_17.125-6.6875-11.75
6MU87295 | Shipper Inspection | General Inspection | TM141_TM143 |  |  |  |  | Accept (Done) | PDI Super Sani Cloth Germicidal Disposable Wipe | Analytical - SHIP_NY_32K_100_13.625-4.5-12.25
6NQ86984 | Shipper Inspection | General Inspection | TM141_TM143 |  |  |  |  | Accept (Done) | Super Sani Cloth XL 65ct. Shipper | Analytical - SHIP_NY_44K_100_15.375-10.5625-9.625
6NQ86984 | Shipper Inspection | General Inspection | TM141_TM143 |  |  |  |  | Accept (Done) | Super Sani Cloth XL 65ct. Shipper | Analytical - Shipper_NY_Skip lot testing
6NQ89072 | Shipper Inspection | General Inspection | TM141_TM143 |  |  |  |  | Accept (Done) | PDI Sani Cloth Shipper 160ct | Analytical - SHIP_NY_44K_100_15.25-10.375-15.4375
6OA404S48 | Shipper Inspection | General Inspection | TM141_TM143 |  |  |  |  | Accept (Done) | Prep H Shipper | Analytical - SHIP_NY_44K_100_15.625-12.5-6.1875
6OA540S48 | Shipper Inspection | General Inspection | TM141_TM143 |  |  |  |  | Accept (Done) | Preparation H Medicated Wipes Shipper | Analytical - SHIP_NY_32K_100_11.875-7.75-12.625
6OA632S60 | Shipper Inspection | General Inspection | TM141_TM143 |  |  |  |  | Accept (Done) | Preparation H Shipper | Analytical - SHIP_NY_32K_150_19.375-8.25-14.125
6OB123ST | Shipper Inspection | General Inspection | TM141_TM143 |  |  |  |  | Accept (Done) | Prevantics Device Swab Strip Case Shipper | Analytical - SHIP_NY_32K_100_12.375-10.75-5.75
6OB31400 | Shipper Inspection | General Inspection | TM141_TM143 |  |  |  |  | Accept (Done) | CRU 14.625X6.375X5 200# | Analytical - SHIP_32_1AL
6OB389PD | Shipper Inspection | General Inspection | TM141_TM143 |  |  |  |  | Accept (Done) | PAD 14.5X6.25 ANY CHIP BRD | Analytical - Ship_NA_3A
6OC22324 | Shipper Inspection | General Inspection | TM141_TM143 |  |  |  |  | Accept (Done) | CRU 11.125X6.375X10.375 32ECT | Analytical - SHIP_32_1N
6OD01524 | Shipper Inspection | General Inspection | TM141_TM143 |  |  |  |  | Accept (Done) | Walmart Wet Nap Unprinted Shipper | Analytical - SHIP_NY_32K_100_8.25-6.25-4.6875
6OD13500A | Shipper Inspection | General Inspection | TM141_TM143 |  |  |  |  | Accept (Done) | CRU 13.25X12.0X6.125 32 ECT/26 | Analytical - SHIP_32_1AD
6OD36055 | Shipper Inspection | General Inspection | TM141_TM143 |  |  |  |  | Accept (Done) | Unprinted Shipper | Analytical - SHIP_NY_32K_102_10.625-6.375-11.25
6OH01224 | Shipper Inspection | General Inspection | TM141_TM143 |  |  |  |  | Accept (Done) | COR HAND SANI 24CT 32ECT | Analytical - Shipper_NY_Skip lot testing
6OH14324 | Shipper Inspection | General Inspection | TM141_TM143 |  |  |  |  | Accept (Done) | CRU SANI HANDS 24CT | Analytical - SHIP_32_1Y
6OH21112 | Shipper Inspection | General Inspection | TM141_TM143 |  |  |  |  | Accept (Done) | CRU CVS ANTIBAC 9.75 x 7.625 x 6.75=32 ECT/26MED | Analytical - SHIP_32_1F
6OH45016 | Shipper Inspection | General Inspection | TM141_TM143 |  |  |  |  | Accept (Done) | Individual Pack 16X Box 12x Case | Analytical - SHIP_NY_32K_100_8.25-6.875-7.375
6OK75595 | Shipper Inspection | General Inspection | TM141_TM143 |  |  |  |  | Accept (Done) | CRU 11.75X9.625X7.6875 32ECT | Analytical - SHIP_32_1R
6OM960CB | Shipper Inspection | General Inspection | TM141_TM143 |  |  |  |  | Accept (Done) | 2x60ct Grime Boss Costco Corner Board | Analytical - SHIP_NY_NA_200_2.5-2.5-33.75
6OP027LP | Shipper Inspection | General Inspection | TM141_TM143 |  |  |  |  | Accept (Done) | COR PAD NEUTROGENA ECT=32 | Analytical - SHIP_32_13A
6OP081LP | Shipper Inspection | General Inspection | TM141_TM143 |  |  |  |  | Accept (Done) | Layer Pad - Pond's 50ct WIP | Analytical - SHIP_NY_32NA_250_17.250-11.938
6OP34524 | Shipper Inspection | General Inspection | TM141_TM143 |  |  |  |  | Accept (Done) | CRU AVON UNPRINTED=44 ECT | Analytical - SHIP_44_2G
6OP75510 | Shipper Inspection | General Inspection | TM141_TM143 |  |  |  |  | Accept (Done) | Cetaphil Unprinted Shipper | Analytical - SHIP_NY_32K_100_15.375-11.5625-10.5625
6OQ22272 | Shipper Inspection | General Inspection | TM141_TM143 |  |  |  |  | Accept (Done) | 12ct Large Canister shipper | Analytical - SHIP_NY_44K_100_15.188-10.188-15.188
6OQ85984 | Shipper Inspection | General Inspection | TM141_TM143 |  |  |  |  | Accept (Done) | CRU SANI CLOTH | Analytical - SHIP_NY_44K_100_15.375-10.5625-9.625
6OS12350 | Shipper Inspection | General Inspection | TM141_TM143 |  |  |  |  | Accept (Done) | Betadine Solution Swabstick Shipper | Analytical - SHIP_NY_32K_100_11.625-6.5-5.938
6OS42850 | Shipper Inspection | General Inspection | TM141_TM143 |  |  |  |  | Accept (Done) | COR UN-PRINTED=44 ECT | Analytical - SHIP_44_2N
6OS45625 | Shipper Inspection | General Inspection | TM141_TM143 |  |  |  |  | Accept (Done) | Betadine Solution Swabstick Shipper | Analytical - SHIP_NY_32K_100_6.875-6.5-5.938
6OS46250 | Shipper Inspection | General Inspection | TM141_TM143 |  |  |  |  | Accept (Done) | CRU 17.125X6.6875X11.75 | Analytical - SHIP_29_1J
6OU12066 | Shipper Inspection | General Inspection | TM141_TM143 |  |  |  |  | Accept (Done) | CRU 17-13/16X15-1/8X9 40ECT | Analytical - SHIP_40_1M
6OU21470 | Shipper Inspection | General Inspection | TM141_TM143 |  |  |  |  | Accept (Done) | COR KIRKLAND HH GENERIC SHIPPR | Analytical - SHIP_40_1J
6OU31450 | Shipper Inspection | General Inspection | TM141_TM143 |  |  |  |  | Accept (Done) | Prep H Totables 50ct Display | Analytical - SHIP_NY_44K_100_18.5-13.5-6.125
6OU35199 | Shipper Inspection | General Inspection | TM141_TM143 |  |  |  |  | Accept (Done) | Dermira Shipper | Analytical - SHIP_NY_32K_100_19.75-12-11.375
6OU351LP | Shipper Inspection | General Inspection | TM141_TM143 |  |  |  |  | Accept (Done) | 1440ct DRM4 Layer Pad | Analytical - SHIP_NY_32K_NA_19.500X11.750
6OU351TY | Shipper Inspection | General Inspection | TM141_TM143 |  |  |  |  | Accept (Done) | 120ct DRM4 Tray | Analytical - SHIP_NY_32K_201_19.0625-2.8125-3.500
6OU37230 | Shipper Inspection | General Inspection | TM141_TM143 |  |  |  |  | Accept (Done) | Harmon MTT Unprinted Shipper | Analytical - Shipper_NY_Skip lot testing
6OU38510 | Shipper Inspection | General Inspection | TM141_TM143 |  |  |  |  | Accept (Done) | CVS Medicated Wipes Unprinted Shipper | Analytical - SHIP_32_1BG
6OU55510 | Shipper Inspection | General Inspection | TM141_TM143 |  |  |  |  | Accept (Done) | Preparation H Rapid Relief Totables w/Lidocaine | Analytical - SHIP_NY_32K_100_11.75-6.25-8
6OU62620 | Shipper Inspection | General Inspection | TM141_TM143 |  |  |  |  | Accept (Done) | Preparation H Rapid Relief Totables w/Lidocaine | Analytical - SHIP_NY_32K_100_15-9.5-8
6OX46500 | Shipper Inspection | General Inspection | TM141_TM143 |  |  |  |  | Accept (Done) | Shipper - Project X (5.1 mL, 10.5 mL & 26 mL) | Analytical - SHIP_NY_32K_100_23.688-15.688-7.500
6PQ86984 | Shipper Inspection | General Inspection | TM141_TM143 |  |  |  |  | Accept (Done) | Super Sani Cloth XL 65ct. Shipper | Analytical - SHIP_NY_32K_100_15.1875-10.1875-9.625
6PQ89072 | Shipper Inspection | General Inspection | TM141_TM143 |  |  |  |  | Accept (Done) | PDI Sani-Cloth Plus Shipper | Analytical - SHIP_NY_44K_100_15.1875-10.1875-15.1875
6PS23125 | Shipper Inspection | General Inspection | TM141_TM143 |  |  |  |  | Accept (Done) | PDI Duo-Swab Povidone-Iodine | Analytical - SHIP_NY_29K_100_17.125-6.6875-11.75
6QQ55172 | Shipper Inspection | General Inspection | TM141_TM143 |  |  |  |  | Accept (Done) | Super Sani Cloth 160ct. Shipper | Analytical - SHIP_NY_44K_100_15.25-10.375-15.4375
6RQ55172 | Shipper Inspection | General Inspection | TM141_TM143 |  |  |  |  | Accept (Done) | Super Sani Cloth Shipper | Analytical - SHIP_NY_44K_100_15.1875-10.1875-15.1875
6RQ55172 | Shipper Inspection | General Inspection | TM141_TM143 |  |  |  |  | Accept (Done) | Super Sani Cloth Shipper | Analytical - Shipper_NY_Skip lot testing
6ZS505PD | Shipper Inspection | General Inspection | TM141_TM143 |  |  |  |  | Accept (Done) | Generic Pad | Analytical - SHIP_32_14A
5OP092PB | Box Inspection | Gussett | Default | 3.6875 | 4.3125 | in | FDA,5 |  | Poly Bag w/fold over top on 2" wicket | Analytical - Box_NY_LDPE_407_13.5-6.5-6-4
5HB59800 | Box Inspection | Gussett | Default | 3.6875 | 4.3125 | in | FDA,5 |  | PDI Electrode Prep Pad | Analytical - Box_NY_0.0018LDPE_407_12-5.5-5-4
5OP624PB | Box Inspection | Gussett | Default | 3.6875 | 4.3125 | in | FDA,5 |  | Poly Bag w/fold over top on 2" wicket | Analytical - Box_NY_0.0018LDPE_407_12-5.5-5-4
2OP093 | Canister & Lid Inspection | H Dimension | Measurement | 0.457 | 0.487 | in | FDA,3 |  | 10oz. Blue HDPE Bottle Grade Jar | Analytical - Skip Lot Release_NY_2OP093
2OP093 | Canister & Lid Inspection | H Dimension | Measurement | 0.457 | 0.487 | in | FDA,3 |  | 10oz. Blue HDPE Bottle Grade Jar | Analytical - Jar _10 oz Blue HDPE Grade Jar
3OX465H | Canister & Lid Inspection | Handle Internal Diameter | Measurement | 0.951 | 0.957 | in | FDA,3 |  | Handle, 26 ml | Analytical - Handle, 26 ml
3OX465H | Canister & Lid Inspection | Handle Internal Diameter | Measurement | 0.951 | 0.957 | in | FDA,3 |  | Handle, 26 ml | Microbiologu - Bioburden_Applicator_NY
3OX510H | Canister & Lid Inspection | Handle Internal Diameter | Measurement | 0.639 | 0.645 | in | FDA,3 |  | Handle, 5.1 ml | Analytical - Handle, 5.1 ml
2OQ850 | Canister & Lid Inspection | HDPE Resin Identification Marker | Measurement |  |  |  |  | Meets the Specification (Done) | Canister - Extra Large, Ribbed, White | Analytical - Reduced Testing_NY_Can 2OQ850
2OQ753X | Canister & Lid Inspection | HDPE Resin Identification Marker | Measurement |  |  |  |  | Meets the Specification (Done) | Canister - Large, Ribbed, White | Analytical - Reduced Testing_NY_Can 2OQ753 X
2OQ753 | Canister & Lid Inspection | HDPE Resin Identification Marker | Measurement |  |  |  |  | Meets the Specification (Done) | CAN LARGE CANISTER COPOLYMER | Analytical - Reduced Testing_NY_Can 2OQ753
2OQ850X | Canister & Lid Inspection | HDPE Resin Identification Marker | Measurement |  |  |  |  | Meets the Specification (Done) | Canister - Extra Large, Ribbed, White | Analytical - Reduced Testing_NY_Can 2OQ850X
2OP134 | Canister & Lid Inspection | HDPE Resin Identification Marker | Measurement |  |  |  |  | Meets the Specification (Done) | Canister - Medium, Tapered White 4.1" | Analytical - Reduced Testing_NY_Can 2OP134
2OQ753 | Canister & Lid Inspection | HDPE Resin Identification Marker | Measurement |  |  |  |  | Meets the Specification (Done) | CAN LARGE CANISTER COPOLYMER | Analytical - Skip Lot Release_NY_2OQ753
2OQ850 | Canister & Lid Inspection | HDPE Resin Identification Marker | Measurement |  |  |  |  | Meets the Specification (Done) | Canister - Extra Large, Ribbed, White | Analytical - Reduced Testing_NY_Can 2OQ850X
2OQ850X | Canister & Lid Inspection | HDPE Resin Identification Marker | Measurement |  |  |  |  | Meets the Specification (Done) | Canister - Extra Large, Ribbed, White | Analytical - Reduced Testing_NY_Can 2OQ850
2OP138C | Canister & Lid Inspection | HDPE Resin Identification Marker | Measurement |  |  |  |  | Meets the Specification (Done) | Large Ribbed Straight Walled Canister | Analytical - Reduced Testing_NY_Can 2OP138C
2OP638 | Canister & Lid Inspection | HDPE Resin Identification Marker | Measurement |  |  |  |  | Meets the Specification (Done) | Extra-Large Straight Walled Canister | Analytical - Reduced Testing_NY_Can 2OP638
2OP138 | Canister & Lid Inspection | HDPE Resin Identification Marker | Measurement |  |  |  |  | Meets the Specification (Done) | Large Ribbed Straight Walled Canister | Analytical - Reduced Testing_NY_Can 2OP138
2OQ850 | Canister & Lid Inspection | HDPE Resin Identification Marker | Measurement |  |  |  |  | Meets the Specification (Done) | Canister - Extra Large, Ribbed, White | Analytical - Skip Lot Release_NY_2OQ850
5AA632S60 | Box Inspection | Height | Default | 6.9688 | 7.0312 | in | FDA,5 |  | Preparation H Medicated Hemorrhoidal Wipes | Analytical - Box_NY_0.020SBS_101_6-3.625-7
5BU26595 | Box Inspection | Height | Default | 11.9688 | 12.0312 | in | FDA,5 |  | PDI Sani Cloth Bleach 40ct Box | Analytical - Box_NY_0.024SBS_102_4.390625-4.390625-12
5LS41350 | Box Inspection | Height | Default | 5.7812 | 5.8438 | in | FDA,5 |  | PDI Povidone-Iodine Swabstick (1's) Box | Analytical - Box_NY_0.016UCSBS_100_6.5-3.3125-5.8125
5CD35185 | Box Inspection | Height | Default | 6.0312 | 6.0938 | in | FDA,5 |  | PDI Hygea BZK Antiseptic Towelette | Analytical - Box_NY_0.016UCSBS_100_6.5-2.3125-6.0625
5HS48450 | Box Inspection | Height | Default | 5.7812 | 5.8438 | in | FDA,5 |  | PDI CHG Swabsticks Box | Analytical - Box_NY_0.016UCSBS_100_6.5-3.3125-5.8125
5KC69900 | Box Inspection | Height | Default | 3.0312 | 3.0938 | in | FDA,5 |  | PDI Sterile Alcohol Prep Pad | Analytical - Box_NY_0.016UCSBS_100_5.0625-4.25-3.0625
5DD72400 | Box Inspection | Height | Default | 6.0312 | 6.0938 | in | FDA,5 |  | PDI Sani Hands Instant Hand Sanitizing Wipes | Analytical - Box_NY_0.016UCSBS_100_6.5-2.3125-6.0625
5LB60302 | Box Inspection | Height | Default | 2.3438 | 2.4062 | in | FDA,5 |  | PDI Alcohol Prep Pad | Analytical - Box_NY_0.016UCSBS_100_6.125-4-2.375
5DD43600 | Box Inspection | Height | Default | 6.0312 | 6.0938 | in | FDA,5 |  | PDI Sani Hands 100ct. Box | Analytical - Box_NY_0.016UCSBS_100_6.5-2.3125-6.0625
5AP209SL | Box Inspection | Height | Default | 4.5938 | 4.6562 | in | FDA,5 |  | 3X25ct L 'Oreal Tray Sleeve | Analytical - Box_NY_0.020BC_220_5.09375-3.6875-4.625
5CB19600 | Box Inspection | Height | Default | 2.0625 | 2.125 | in | FDA,5 |  | PDI Prevantics Device Swab 100ct Box | Analytical - Box_NY_0.018SBS_100_5.125-2.25-2.09375
5AA617S96 | Box Inspection | Height | Default | 5.9688 | 6.0312 | in | FDA,5 |  | Preparation H Medicated Wipes 96ct Box | Analytical - Box_NY_0.018SBS_47B_3.625-3.875-6
5AB123ST | Box Inspection | Height | Default | 2.7188 | 2.7812 | in | FDA,5 |  | PDIPrevantics Device Swab Box | Analytical - Box_NY_0.018SBS_107_10.25-2.375-2.75
2OP093LI | Canister & Lid Inspection | Height | TM141_TM143 | 0.56 | 0.58 | in | FDA,3 |  | PP Threaded Blue cap | Analytical - Lid_NY_Threaded Blue Cap
5HC22324 | Box Inspection | Height | Default | 3.0312 | 3.0938 | in | FDA,5 |  | PDI Hygea Sterile Saline Wipes | Analytical - Box_NY_0.020WCCN_100_5.0625-1.75-3.0625
5JB16400 | Box Inspection | Height | Default | 2.3438 | 2.4062 | in | FDA,5 |  | PDI Adhesive Tape Remover | Analytical - Box_NY_0.016UCSBS_100_4-3.125-2.375
5KS41125 | Box Inspection | Height | Default | 5.7812 | 5.8438 | in | FDA,5 |  | PDI Povidone-Iodine Swabstick (3's) Box | Analytical - Box_NY_0.016UCSBS_100_6.5-3.3125-5.8125
5BU37230 | Box Inspection | Height | Default | 2.9062 | 2.9688 | in | FDA,5 |  | Harmon Smart Values Flushable Cleans Cloth. | Analytical - Box_NY_0.018SBS_101_3.8125-3.375-2.9375
5BA922TY | Box Inspection | Height | Default | 7.9062 | 7.9688 | in | FDA,5 |  | Dove Baby Wipes Sensitive Moisture 30ct | Analytical - Box_NY_0.020SBS_105_4.5-7.9375-7.9375
5AA911TY | Box Inspection | Height | Default | 7.9062 | 7.9688 | in | FDA,5 |  | Dove Baby Wipes Rich Moisture 30ct | Analytical - Box_NY_0.020SBS_105_4.5-7.9375-7.9375
5AP227TY | Box Inspection | Height | Default | 3.5938 | 3.6562 | in | FDA,5 |  | Garnier Skin Active Tray | Analytical - Box_NY_0.020SBS_300_4.625-5-3.625
5AP07530 | Box Inspection | Height | Default | 4.7188 | 4.7812 | in | FDA,5 |  | L 'Oreal Revitalift Makeup Removing Cleans Twlts. | Analytical - Box_NY_0.020BC_110_6.375-3.4375-4.75
5AP07930 | Box Inspection | Height | Default | 4.7188 | 4.7812 | in | FDA,5 |  | L 'Oreal Revitalift Makeup Removing Cleans Twlts. Canada | Analytical - Box_NY_0.020BC_110_6.375-3.4375-4.75
5BJ170BT | Box Inspection | Height | Default | 2.5938 | 2.6562 | in | FDA,5 |  | Cetaphil Gentle Skin Cleansing Wipes Boot | Analytical - Box_NY_0.020SBS_306_3.3125-1.4375-2.625
5BJ324BT | Box Inspection | Height | Default | 2.5938 | 2.6562 | in | FDA,5 |  | Cetaphil Gentle Skin Cleansing Cloths Boot | Analytical - Box_NY_0.020SBS_306_3.3125-1.4375-2.625
5AU44410 | Box Inspection | Height | Default | 3.7812 | 3.8438 | in | FDA,5 |  | Prep H Totables 10ct Box | Analytical - Box_NY_0.016SBS_124_2.9375-1.875-3.8125
5AU31450 | Box Inspection | Height | Default | 5.9062 | 5.9688 | in | FDA,5 |  | Preparation H Totables Dispenser | Analytical - Box_NY_0.020SBS_169_6-3.125-5.9375
5NB10800 | Box Inspection | Height | Default | 2.0625 | 2.125 | in | FDA,5 |  | PDI Prevantics Antiseptic Swab 100ct Box | Analytical - Box_NY_0.018SBS_100_5.125-2.25-2.09375
5BU55510 | Box Inspection | Height | Default | 3.7812 | 3.8438 | in | FDA,5 |  | Preparation H Rapid Relief w/Lidocaine Totables | Analytical - Box_NY_0.016BMPB_124_2.9375-1.875-3.8125
5AD24301 | Box Inspection | Height | Default | 4.4688 | 4.5312 | in | FDA,5 |  | Wet Nap Antibacterial Hand Wipes - Fresh | Analytical - Box_NY_0.018SBS_107_4-2.03125-4.5
5CB51200 | Box Inspection | Height | Default | 2.3438 | 2.4062 | in | FDA,5 |  | PDI Povidone-Iodine Prep Pad | Analytical - Box_NY_0.016UCSBS_100_6.125-2.75-2.375
5AP229TY | Box Inspection | Height | Default | 5.9928 | 6.0553 | in | FDA,5 |  | Neutrogena Naturals Makeup Rmvr. Tray | Analytical - Box_NY_0.024SBS_303_8.228-3.661-6.024
5MS82125 | Box Inspection | Height | Default | 5.7812 | 5.8438 | in | FDA,5 |  | PDI Povidone-Iodine Cleansing Scrub Box. | Analytical - Box_NY_0.016UCSBS_100_6.5-3.3125-5.8125
5AH58195 | Box Inspection | Height | Default | 4.5938 | 4.6562 | in | FDA,5 |  | PDI Sani Cloth Bleach | Analytical - Box_NY_0.020SBS_127_6.25-2.5625-4.625
5GB10300 | Box Inspection | Height | Default | 2.3438 | 2.4062 | in | FDA,5 |  | PDI CHG Prep Pad Box | Analytical - Box_NY_0.016UCSBS_100_6.125-2.750-2.375
5NU87250 | Box Inspection | Height | Default | 11.9688 | 12.0312 | in | FDA,5 |  | PDI Super Sani-Cloth 50ct. Box | Analytical - Box_NY_0.024SBS_127_4.375-4.375-12
2OP093 | Canister & Lid Inspection | Height | Measurement | 3.45 | 3.544 | in | FDA,3 |  | 10oz. Blue HDPE Bottle Grade Jar | Analytical - Skip Lot Release_NY_2OP093
5BU62620 | Box Inspection | Height | Default | 3.7812 | 3.8438 | in | FDA,5 |  | Preparation H Rapid Relief w/Lidocaine Totables | Analytical - Box_NY_0.016BMPB_122_3.625-3-3.8125
2OP093 | Canister & Lid Inspection | Height | Measurement | 3.45 | 3.544 | in | FDA,3 |  | 10oz. Blue HDPE Bottle Grade Jar | Analytical - Jar _10 oz Blue HDPE Grade Jar
5AD02424 | Box Inspection | Height | Default | 4.4688 | 4.5312 | in | FDA,5 |  | Wet Nap Antibacterial Hand Wipes - Fresh | Analytical - Box_NY_0.018SBS_107_4-2.03125-4.5
5OP081BT | Box Inspection | Height | Default | 2.4062 | 2.4688 | in | FDA,5 |  | Ponds Original Fresh Twlts. | Analytical - Box_NY_0.016SBSC1S_300_3.125-2.1875-2.4375
M746S9 | Box Inspection | Height | Default | 2.4062 | 2.4688 | in | FDA,5 |  | Kirkland Naturals MX 9/100 Solo Club | Analytical - Box_NY_0.016SBSC1S_300_3.125-2.1875-2.4375
5AP21195 | Box Inspection | Height | Default | 5.8438 | 5.9062 | in | FDA,5 |  | BOX NEUT. MAKE-UP RMVR GRP 296 | Analytical - Box_01M
5PS40750 | Box Inspection | Height | Default | 6.5938 | 6.6562 | in | FDA,5 |  | PDI Prevantics Skin Swabstick 50ct Box | Analytical - Box_NY_0.018SBS_100_7.125-3-6.625
5CS42325 | Box Inspection | Height | Default | 5.7812 | 5.8438 | in | FDA,5 |  | PDI Povidone-Iodine Swabstick 3's | Analytical - Box_NY_0.016UCSBS_100_6.5-3.3125-5.8125
5KB71200 | Box Inspection | Height | Default | 2.3438 | 2.4062 | in | FDA,5 |  | PDI Nail Polish Remover Pad | Analytical - Box_NY_0.016UCSBS_100_6.125-2.75-2.375
5AU25206 | Box Inspection | Height | Default | 100.8 | 102.4 | mm | FDA,1 |  | L'Oreal Paris Sublime Bronze Self Tan Twlt | Analytical - Box_NY_0.018SBS_100_101.6-44.45-101.6
5AU54901 | Box Inspection | Height | Default | 100.8 | 102.4 | mm | FDA,1 |  | L' Oreal Paris Sublime Bronze Self Tan. Twlts. | Analytical - Box_NY_0.018SBS_100_101.6-44.45-101.6
5AU252IN | Box Inspection | Height | Default | 4.2812 | 4.3438 | in | FDA,5 |  | L' Oreal Paris Sublime Bronze Self Tan Twlts | Analytical - Box_NY_0.020TBC_123_4.09375-3.625-4.3125
5BJ123BT | Box Inspection | Height | Default | 2.5938 | 2.6562 | in | FDA,5 |  | Cetaphil Gentle Skin Cleansing Cloths Boot | Analytical - Box_NY_0.020SBS_306_3.3125-1.4375-2.625
5AJ130BT | Box Inspection | Height | Default | 2.5938 | 2.6562 | in | FDA,5 |  | Cetaphil Gentle Skin Cleansing Cloths Boot | Analytical - Box_NY_0.020SBS_306_3.3125-1.4375-2.625
5NB40600 | Box Inspection | Height | Default | 2.0625 | 2.125 | in | FDA,5 |  | PDI Povidone Iodine Prep Med | Analytical - Box_NY_0.016UCSBS_100_5.125-2.25-2.09375
5BU252IN | Box Inspection | Height | Default | 4.2812 | 4.3438 | in | FDA,5 |  | L' Oreal Paris Sublime Bronze Self Tan. Twlts. | Analytical - Box_NY_0.020TBC_123_4.09375-3.625-4.3125
5CC80100 | Box Inspection | Height | Default | 3.0312 | 3.0938 | in | FDA,5 |  | Philips Sali-Wipes Sterile saline Wipes. | Analytical - Box_NY_0.016UCSBS_100_5.0625-1.75-3.0625
5EH21724 | Box Inspection | Height | Default | 4.4688 | 4.5312 | in | FDA,5 |  | Safeway Care Instant Hand Sanitizer Wipes | Analytical - Box_NY_0.018SBS_107_4-2.03125-4.5
5OP092PB | Box Inspection | Height | Default | 6.1875 | 6.8125 | in | FDA,5 |  | Poly Bag w/fold over top on 2" wicket | Analytical - Box_NY_LDPE_407_13.5-6.5-6-4
5MS48050 | Box Inspection | Height | Default | 5.7812 | 5.8438 | in | FDA,5 |  | PDI Providone-Iodine Cleansing Scrub Box | Analytical - Box_NY_0.016UCSBS_100_6.5-3.125-5.8125
5HB59800 | Box Inspection | Height | Default | 2.3438 | 2.4062 | in | FDA,5 |  | PDI Electrode Prep Pad | Analytical - Box_NY_0.016UCSBS_100_6.125-2.75-2.375
5QS41950 | Box Inspection | Height | Default | 8.0938 | 8.1562 | in | FDA,5 |  | PDI Prevantics Maxi Swabstick Box | Analytical - Box_NY_0.018SBS_100_6.625-4.125-8.125
5CA284TR | Box Inspection | Height | Default | 3.6562 | 3.7188 | in | FDA,5 |  | Preparation H 48ct | Analytical - Box_NY_0.018SBS_111_6-5.3125-3.6875
5OP073BT | Box Inspection | Height | Default | 2.4062 | 2.4688 | in | FDA,5 |  | Ponds Luminous Clean Twlts. | Analytical - Box_NY_0.016SBSC1S_300_3.125-2.1875-2.4375
5AU57314 | Box Inspection | Height | Default | 3.9688 | 4.0312 | in | FDA,5 |  | Summer's Eve Fresh Cycle Cleansing Cloths | Analytical - Box_NY_0.016CCSBS_100_3-2.5-4
5CS42050 | Box Inspection | Height | Default | 5.7812 | 5.8438 | in | FDA,5 |  | PDI Povidone-Iodine Scrub 1's CDA | Analytical - Box_NY_0.016UCSBS_100_6.5-3.3125-5.8125
5AA347BT | Box Inspection | Height | Default | 2.5938 | 2.6562 | in | FDA,5 |  | Summer's Eve Fresh Cycle Cleansing Cloths | Analytical - Box_NY_0.020SBS_300_3.375-1.313-2.625
5CU252IN | Box Inspection | Height | Default | 4.2812 | 4.3438 | in | FDA,5 |  | L'Oreal Paris Sublime Bronze Self Tan Twlt | Analytical - Box_NY_0.020TBC_123_4.09375-3.625-4.3125
5AA404S48 | Box Inspection | Height | Default | 6.0312 | 6.0938 | in | FDA,5 |  | Preparation H Medicated Wipes 48ct Box - NY | Analytical - Box_NY_0.018SBS_100_7.1875-3.6875-6.0625
5AA404S48 | Box Inspection | Height | Default | 3.5938 | 3.6562 | in | FDA,5 |  | Preparation H Medicated Wipes 48ct Box - NY | Analytical - Box_NY_0.018SBS_111_6-5.875-3.625
5AA540S48 | Box Inspection | Height | Default | 3.5938 | 3.6562 | in | FDA,5 |  | Preparation H Medicated Wipes Box | Analytical - Box_NY_0.018SBS_111_6-5.875-3.625
5AA540S48 | Box Inspection | Height | Default | 6.0312 | 6.0938 | in | FDA,5 |  | Preparation H Medicated Wipes Box | Analytical - Box_NY_0.018SBS_100_7.1875-3.6875-6.0625
5DH12824 | Box Inspection | Height | Default | 6.0938 | 6.1562 | in | FDA,5 |  | CVS Health Instant Hand Sanitizer Wipes | Analytical - Box_NY_0.018SBS_100_4-2.125-6.125
5OP205BT | Box Inspection | Height | Default | 2.4062 | 2.4688 | in | FDA,5 |  | Ponds Exfoliating Renewal Twlts. | Analytical - Box_NY_0.016SBSC1S_300_3.18-2.1875-2.4375
5OP092BT | Box Inspection | Height | Default | 2.6562 | 2.7188 | in | FDA,5 |  | Ponds Original Fresh 15ct Twlts. | Analytical - Box_NY_0.016SBSC1S_300_3.18-1.4375-2.6875
5HC12400 | Box Inspection | Height | Default | 3.0312 | 3.0938 | in | FDA,5 |  | PDI Povidone-Iodine Prep Pad | Analytical - Box_NY_0.016UCSBS_100_5.0625-4.25-3.0625
5BU44410 | Box Inspection | Height | Default | 3.7812 | 3.8438 | in | FDA,5 |  | Prep H Totables 10ct Box | Analytical - Box_NY_0.016SBS_124_2.9375-1.875-3.8125
5FB47000 | Box Inspection | Height | Default | 2.3438 | 2.4062 | in | FDA,5 |  | PDI Io-Gone Iodine Remover Pad | Analytical - Box_NY_0.016UCSBS_100_6.125-2.75-2.375
5BU27500 | Box Inspection | Height | Default | 11.9688 | 12.0312 | in | FDA,5 |  | PDI Sani-Cloth AF3 Box | Analytical - Box_NY_0.024SBS_102_4.3906-4.3906-12
5BA617S96 | Box Inspection | Height | Default | 5.9688 | 6.0312 | in | FDA,5 |  | Preparation H Medicated Wipes 96ct Box | Analytical - Box_NY_0.018SBS_47B_3.625-3.875-6
5KH04095 | Box Inspection | Height | Default | 4.5938 | 4.6562 | in | FDA,5 |  | PDI Super Sani-Cloth 50ct. Box | Analytical - Box_NY_0.020SBS_127_6.25-2.5625-4.625
5NS23125 | Box Inspection | Height | Default | 5.7812 | 5.8438 | in | FDA,5 |  | PDI Duo-Swab Povidone-Iodine 25ct Box | Analytical - Box_NY_0.016UCSBS_100_6.5-3.3125-5.8125
5BA735TY | Box Inspection | Height | Default | 7.9062 | 7.9688 | in | FDA,5 |  | Dove Baby Wipes Sensitive Moisture 30ct | Analytical - Box_NY_0.020SBS_105_4.5-7.9375-7.9375
5EH21130 | Box Inspection | Height | Default | 3.2188 | 3.2812 | in | FDA,5 |  | CVS Total Home Antibac. Wipes 30ct Box | Analytical - Box_NY_0.016SBS_100_4.75-2.375-3.25
5FD41900 | Box Inspection | Height | Default | 6.0312 | 6.0938 | in | FDA,5 |  | PDI Castile Soap Towelette Box | Analytical - Box_NY_0.016UCSBS_100_6.5-2.3125-6.0625
5HB59800 | Box Inspection | Height | Default | 5.1875 | 5.8125 | in | FDA,5 |  | PDI Electrode Prep Pad | Analytical - Box_NY_0.0018LDPE_407_12-5.5-5-4
5OP624PB | Box Inspection | Height | Default | 2.3438 | 2.4062 | in | FDA,5 |  | Poly Bag w/fold over top on 2" wicket | Analytical - Box_NY_0.016UCSBS_100_6.125-2.75-2.375
5OP624PB | Box Inspection | Height | Default | 5.1875 | 5.8125 | in | FDA,5 |  | Poly Bag w/fold over top on 2" wicket | Analytical - Box_NY_0.0018LDPE_407_12-5.5-5-4
5BU19101 | Box Inspection | Height | Default | 3.8438 | 3.9062 | in | FDA,5 |  | Cetaphil Gentle Skin Cleans. Cloths Dispenser | Analytical - Box_NY_0.020SBS_129_5.75-3-3.875
5BU71230 | Box Inspection | Height | Default | 3.7812 | 3.8438 | in | FDA,5 |  | Preparation H Rapid Relief Totables w/Lidocaine | Analytical - Box_NY_0.018SBS_122_4.6875-3-3.8125
5AH45016 | Box Inspection | Height | Default | 3.4688 | 3.5312 | in | FDA,5 |  | CVS Health Cleansing Cloths 16ct Box | Analytical - Box_NY_0.018SBS_101_3.875-2-3.5
5HD74800 | Box Inspection | Height | Default | 6.0312 | 6.0938 | in | FDA,5 |  | PDI Obstetrical Towelette | Analytical - Box_NY_0.016UCSBS_100_6.5-2.3125-6.0625
5PB10800 | Box Inspection | Height | Default | 2.0625 | 2.125 | in | FDA,5 |  | PDI Prevantics Antiseptic Swab 100ct Box | Analytical - Box_NY_0.018SBS_100_5.125-2.25-2.09375
5OP067BT | Box Inspection | Height | Default | 2.4062 | 2.4688 | in | FDA,5 |  | Ponds Original Fresh Twlts. 28ct - Canada | Analytical - Box_NY_0.016SBSC1S_300_3.18-2.1875-2.4375
5BH59200 | Box Inspection | Height | Default | 4.5938 | 4.6562 | in | FDA,5 |  | Sani-Cloth AF3 | Analytical - Box_NY_0.020SBS_127_6.25-2.5625-4.625
5AU50010 | Box Inspection | Height | Default | 3.7812 | 3.8438 | in | FDA,5 |  | CVS Health Medicated Wipes to Go 10ct Box | Analytical - Box_NY_0.016SBS_124_2.9375-1.875-3.8125
5FH07050 | Box Inspection | Height | Default | 5.9844 | 6.0469 | in | FDA,5 |  | EZ EM Mammo Wipes | Analytical - Box_NY_0.020SBS_125_6.125-2.4375-6.015625
2OQ850X | Shipper Inspection | Height I.D. | TM141_TM143 | 4.0625 | 4.3125 | in | FDA,4 |  | Canister - Extra Large, Ribbed, White | Analytical - SHIP_NY_32K_100_12.4375-5.4375-4.1875
6AA34724 | Shipper Inspection | Height I.D. | TM141_TM143 | 6.0625 | 6.4375 | in | FDA,4 |  | Summer's Eve Fresh Cycle Cleansing Cloths | Analytical - SHIP_NY_32K_100_8.25-7-6.25
6AA617S96 | Shipper Inspection | Height I.D. | TM141_TM143 | 7.6875 | 8.0625 | in | FDA,4 |  | Prep H 96ct Shipper | Analytical - SHIP_NY_44K_100_12.75-11.625-7.875
6AA632TY | Shipper Inspection | Height I.D. | TM141_TM143 | 13.875 | 14.125 | in | FDA,4 |  | Preparation H 180ct Tray | Analytical - SHIP_NY_44K_231_18.5-7.375-14
6AA709S48 | Shipper Inspection | Height I.D. | TM141_TM143 | 5.9375 | 6.3125 | in | FDA,4 |  | Preparation H for Women Shipper | Analytical - SHIP_NY_40K_100_15-11-6.125
6AA73530 | Shipper Inspection | Height I.D. | TM141_TM143 | 8.0625 | 8.4375 | in | FDA,4 |  | Baby Dove Wipes Sensitive Moisture Shipper | Analytical - SHIP_NY_32K_100_10-8.375-8.25
6AA76930 | Shipper Inspection | Height I.D. | TM141_TM143 | 4.625 | 4.875 | in | FDA,4 |  | Baby Dove Wipes Rich Moisture Shipper | Analytical - SHIP_NY_44K_100_9-9-4.75
6AA88230 | Shipper Inspection | Height I.D. | TM141_TM143 | 4.625 | 4.875 | in | FDA,4 |  | Baby Dove Wipes Sensitive Moisture Shipper | Analytical - SHIP_NY_44K_100_9-9-4.75
6AA91130 | Shipper Inspection | Height I.D. | TM141_TM143 | 8.0625 | 8.4375 | in | FDA,4 |  | Baby Dove Wipes Rich Moisture Shipper | Analytical - SHIP_NY_32K_100_10-8.375-8.25
6AA92230 | Shipper Inspection | Height I.D. | TM141_TM143 | 8.0625 | 8.4375 | in | FDA,4 |  | Baby Dove Wipes Sensitive Moisture Shipper | Analytical - SHIP_NY_32K_100_10-8.375-8.25
6AB16400 | Shipper Inspection | Height I.D. | TM141_TM143 | 4.9375 | 5.3125 | in | FDA,4 |  | PDI Adhesive Tape Remover | Analytical - SHIP_NY_32K_100_16-4.25-5.125
6AD11055 | Shipper Inspection | Height I.D. | TM141_TM143 | 11.0625 | 11.4375 | in | FDA,4 |  | COR WET NAP/BULK 32 ECT | Analytical - SHIP_NY_32K_100_10.625-6.375-11.25
6AD41900 | Shipper Inspection | Height I.D. | TM141_TM143 | 5.9375 | 6.3125 | in | FDA,4 |  | PDI Castile Soap Towelette Shipper | Analytical - SHIP_NY_32K_100_13.25-12-6.125
6AD43600 | Shipper Inspection | Height I.D. | TM141_TM143 | 5.9375 | 6.3125 | in | FDA,4 |  | PDI Sani-Hands Shipper | Analytical - SHIP_NY_32K_100_13.25-12-6.125
6AH58195 | Shipper Inspection | Height I.D. | TM141_TM143 | 9.5 | 9.875 | in | FDA,4 |  | PDI Sani Cloth Bleach Shipper | Analytical - SHIP_NY_32K_100_13.4375-6.25-9.6875
6AJ19025 | Shipper Inspection | Height I.D. | TM141_TM143 | 6.5625 | 6.9375 | in | FDA,4 |  | Cetaphil - Asia 25ct Shipper | Analytical - SHIP_NY_32K_100_12-7.25-6.75
6AM30472 | Shipper Inspection | Height I.D. | TM141_TM143 | 11.8125 | 12.1875 | in | FDA,4 |  | Sani Professional No-Rinse Sanitizing Multi-Surface Wipes | Analytical - SHIP_NY_44K_100_15.5-9-12
6AM70172 | Shipper Inspection | Height I.D. | TM141_TM143 | 11.8125 | 12.1875 | in | FDA,4 |  | Sani Professional No-Rinse Sanitizing Multi-Surface Wipes | Analytical - SHIP_NY_44K_100_15.5-9-12
6AP06325 | Shipper Inspection | Height I.D. | TM141_TM143 | 4.0625 | 4.3125 | in | FDA,4 |  | Simple Kind To Skin Facial 25ct Shipper | Analytical - SHIP_NY_32K_100_12.4375-5.4375-4.1875
6AP06528 | Shipper Inspection | Height I.D. | TM141_TM143 | 5.5625 | 5.9375 | in | FDA,4 |  | Ponds Evening Soothe 28ct Shipper | Analytical - SHIP_NY_32K_100_13.25-7.75-5.75
6AP06550 | Shipper Inspection | Height I.D. | TM141_TM143 | 10.375 | 10.625 | in | FDA,4 |  | Pond's Moisture Clean Twlts. Evening Soothe | Analytical - SHIP_NY_32K_100_17.375-12.0625-10.5
6AP06728 | Shipper Inspection | Height I.D. | TM141_TM143 | 5.875 | 6.25 | in | FDA,4 |  | Ponds Original Fresh 28ct Shipper - Canada | Analytical - SHIP_NY_32K_100_7.125-7-6.0625
6AP07207 | Shipper Inspection | Height I.D. | TM141_TM143 | 3.9375 | 4.0625 | in | FDA,4 |  | 6AP07207 | Analytical-Simple Kind To Skin facial 7ct Shipper Canada
6AP07328 | Shipper Inspection | Height I.D. | TM141_TM143 | 5.5625 | 5.9375 | in | FDA,4 |  | Ponds Luminous Clean USA 28ct Shipper | Analytical - SHIP_NY_32K_100_13.25-7.75-5.75
6AP08128 | Shipper Inspection | Height I.D. | TM141_TM143 | 5.5625 | 5.9375 | in | FDA,4 |  | Ponds Original Fresh 28ct Shipper | Analytical - SHIP_NY_32K_100_13.25-7.75-5.75
6AP08150 | Shipper Inspection | Height I.D. | TM141_TM143 | 10.375 | 10.625 | in | FDA,4 |  | Pond's Moisture Clean Twlts. Original Fresh | Analytical - SHIP_NY_32K_100_17.375-12.0625-10.5
6AP09215 | Shipper Inspection | Height I.D. | TM141_TM143 | 5.5625 | 5.9375 | in | FDA,4 |  | Ponds Original Fresh 15ct Shipper | Analytical - SHIP_NY_32K_100_13.4375-9.25-5.75
6AP09384 | Shipper Inspection | Height I.D. | TM141_TM143 | 3.5625 | 3.8125 | in | FDA,4 |  | Noxzema Anti-Blemish Pads 90ct Shipper | Analytical - SHIP_NY_32K_100_8.5-5.75-3.6875
6AP09384 | Shipper Inspection | Height I.D. | TM141_TM143 | 3.5625 | 3.8125 | in | FDA,4 |  | Noxzema Anti-Blemish Pads 90ct Shipper | Analytical - Shipper_NY_Skip lot testing
6AP11325 | Shipper Inspection | Height I.D. | TM141_TM143 | 7.5625 | 7.9375 | in | FDA,4 |  | Garnier Skin Active MUR Shipper | Analytical - SHIP_NY_44K_100_10.625-9.75-7.75
6AP11325 | Shipper Inspection | Height I.D. | TM141_TM143 | 7.5625 | 7.9375 | in | FDA,4 |  | Garnier Skin Active MUR Shipper | Analytical - Shipper_NY_Skip lot testing
6AP13472 | Shipper Inspection | Height I.D. | TM141_TM143 | 7.375 | 7.75 | in | FDA,4 |  | PDI Sani-Hands Shipper | Analytical - SHIP_NY_32K_100_16.3125-12.25-7.5625
6AP15984 | Shipper Inspection | Height I.D. | TM141_TM143 | 7.5 | 7.875 | in | FDA,4 |  | PDI Sani-Hands Shipper | Analytical - SHIP_NY_44K_100_15.25-10.375-7.6875
6AP19525 | Shipper Inspection | Height I.D. | TM141_TM143 | 4 | 4.375 | in | FDA,4 |  | Simple Kind To Skin Facial Shipper | Analytical - SHIP_NY_32K_100_12.4375-5.4375-4.1875
6AP20528 | Shipper Inspection | Height I.D. | TM141_TM143 | 5.5625 | 5.9375 | in | FDA,4 |  | Ponds Exfoliating Renewal 28ct Shipper | Analytical - SHIP_NY_32K_100_13.25-7.75-5.75
6AP22325 | Shipper Inspection | Height I.D. | TM141_TM143 | 4 | 4.375 | in | FDA,4 |  | Simple Kind To Skin Facial Shipper | Analytical - SHIP_NY_32K_100_12.4375-5.4375-4.1875
6AP22907 | Shipper Inspection | Height I.D. | TM141_TM143 | 6.25 | 6.625 | in | FDA,4 |  | Neutrogena Naturals Shipper | Analytical - SHIP_NY_32K_100_8.5625-7.8125-6.4375
6AP23025 | Shipper Inspection | Height I.D. | TM141_TM143 | 4.125 | 4.5 | in | FDA,4 |  | Neutrogena Naturals Shipper | Analytical - SHIP_NY_32K_100_11.25-5.8125-4.3125
6AP24284 | Shipper Inspection | Height I.D. | TM141_TM143 | 9.4375 | 9.8125 | in | FDA,4 |  | Sani-Cloth Prime Extra Large Wipe | Analytical - SHIP_NY_40K_100_15.375-10.5625-9.625
6AP24372 | Shipper Inspection | Height I.D. | TM141_TM143 | 15.25 | 15.625 | in | FDA,4 |  | PDI Sani-Cloth Bleach Shipper | Analytical - SHIP_NY_44K_100_15.25-10.375-15.4375
6AP24684 | Shipper Inspection | Height I.D. | TM141_TM143 | 9.4375 | 9.8125 | in | FDA,4 |  | PDI Sani-Cloth Bleach Extra large Shipper | Analytical - SHIP_NY_40K_100_15.375-10.5625-9.625
6AP25372 | Shipper Inspection | Height I.D. | TM141_TM143 | 15.25 | 15.625 | in | FDA,4 |  | PDI Sani-Cloth Prime Shipper | Analytical - SHIP_NY_44K_100_15.25-10.375-15.4375
6AP25784 | Shipper Inspection | Height I.D. | TM141_TM143 | 9.4375 | 9.8125 | in | FDA,4 |  | PDI Sani Cloth Bleach Shipper | Analytical - Shipper_NY_Skip lot testing
6AP27284 | Shipper Inspection | Height I.D. | TM141_TM143 | 9.4375 | 9.8125 | in | FDA,4 |  | Eco-Wipe Duo | Analytical - SHIP_NY_44K_100_15.375-10.5625-9.625
6AP30895 | Shipper Inspection | Height I.D. | TM141_TM143 | 7.6875 | 8.0625 | in | FDA,4 |  | Aveeno Make-Up Remover Shipper | Analytical - SHIP_32_1BI
6AP32825 | Shipper Inspection | Height I.D. | TM141_TM143 | 4.125 | 4.5 | in | FDA,4 |  | Neutrogena Shipper | Analytical - SHIP_32_1P
6AP56784 | Shipper Inspection | Height I.D. | TM141_TM143 | 9.4375 | 9.8125 | in | FDA,4 |  | Sani Professional No Rinse Sanitizing Multi Surface Wipes | Analytical - SHIP_NY_44K_100_15.375-10.5625-9.625
6AP63025 | Shipper Inspection | Height I.D. | TM141_TM143 | 4.125 | 4.5 | in | FDA,4 |  | Aveeno Positively Radiant - Shipper | Analytical - SHIP_NY_32K_100_11.25-5.8125-4.3125
6AP64525 | Shipper Inspection | Height I.D. | TM141_TM143 | 4.125 | 4.5 | in | FDA,4 |  | Aveeno Positively Radiant | Analytical - SHIP_NY_32K_100_11.25-5.8125-4.3125
6AP71310 | Shipper Inspection | Height I.D. | TM141_TM143 | 8.8125 | 9.1875 | in | FDA,4 |  | Cetaphil 10ct Unprinted Shipper | Analytical - SHIP_NY_44K_100_18.875-11.625-9
6AP80625 | Shipper Inspection | Height I.D. | TM141_TM143 | 8.4375 | 8.8125 | in | FDA,4 |  | Clean & Clear Night Relaxing Shipper | Analytical - SHIP_NY_32K_100_11.25-5.8125-8.625
6AQ76584 | Shipper Inspection | Height I.D. | TM141_TM143 | 7.5 | 7.875 | in | FDA,4 |  | PDI Sani-Hands Shipper - Canada | Analytical - SHIP_NY_44K_100_15.25-10.375-7.6875
6AS27350 | Shipper Inspection | Height I.D. | TM141_TM143 | 8.8125 | 9.1875 | in | FDA,4 |  | COR CHLORASCRUB SWAB BULK | Analytical - SHIP_44_2O
6AS27350 | Shipper Inspection | Height I.D. | TM141_TM143 | 8.8125 | 9.1875 | in | FDA,4 |  | COR CHLORASCRUB SWAB BULK | Analytical - Shipper_NY_Skip lot testing
6AS40750 | Shipper Inspection | Height I.D. | TM141_TM143 | 13.25 | 13.625 | in | FDA,4 |  | COR CHLORASCRUB SWABSTICK | Analytical - SHIP_32_1AP
6AS41950 | Shipper Inspection | Height I.D. | TM141_TM143 | 8.0625 | 8.4375 | in | FDA,4 |  | COR CHLORASCRUB MAXI SWABSTICK | Analytical - SHIP_40_1O
6AU12310 | Shipper Inspection | Height I.D. | TM141_TM143 | 7.8125 | 8.1875 | in | FDA,4 |  | COR PREP-H 10CT SINGLE SK17132 | Analytical - SHIP_32_1U
6AU130TY | Shipper Inspection | Height I.D. | TM141_TM143 | 4.375 | 4.625 | in | FDA,4 |  | Grime Boss Heavy Duty Wipes | Analytical - SHIP_NY_32White_203_6.5-9.625-4.5
6AU25206 | Shipper Inspection | Height I.D. | TM141_TM143 | 4.375 | 4.75 | in | FDA,4 |  | L 'Oreal Paris Sublime Bronze Self Tan Twlts | Analytical - SHIP_NY_32K_100_11.25-8.4375-4.5625
6AU53601 | Shipper Inspection | Height I.D. | TM141_TM143 | 8.3125 | 8.6875 | in | FDA,4 |  | Cetaphil Gentle Skin Cleans. Cloths Shipper | Analytical - SHIP_NY_32K_100_11.8125-9.375-8.5
6AU56400 | Shipper Inspection | Height I.D. | TM141_TM143 | 7.5005 | 7.8755 | in | FDA,4 |  | Summer's Eve Fresh Cycle Cleansing Cloths | Analytical - SHIP_NY_32K_100_11.75-9.625-7.688
6AU57314 | Shipper Inspection | Height I.D. | TM141_TM143 | 8.0625 | 8.4375 | in | FDA,4 |  | Summer's Eve Fresh Cycle Cleansing Cloths | Analytical - SHIP_NY_32K_100_7.75-6.25-8.25
6AU71230 | Shipper Inspection | Height I.D. | TM141_TM143 | 7.5625 | 7.9375 | in | FDA,4 |  | Preparation H Rapid Relief Totables w/Lidocaine | Analytical - SHIP_NY_32K_100_9.563-9.188-7.75
6BA709SWN | Shipper Inspection | Height I.D. | TM141_TM143 | 5.9375 | 6.3125 | in | FDA,4 |  | Preparation H for Women Shipper | Analytical - SHIP_NY_40K_100_14.75-9.375-6.125
6BB10800 | Shipper Inspection | Height I.D. | TM141_TM143 | 5.125 | 5.5 | in | FDA,4 |  | COR CHLORASCRUB SWAB SHIPPER | Analytical - SHIP_32_1S
6BH59200 | Shipper Inspection | Height I.D. | TM141_TM143 | 9.5 | 9.875 | in | FDA,4 |  | Sani-Cloth AF3 Shipper | Analytical - SHIP_NY_32K_100_13.4375-6.25-9.6875
6BP21195 | Shipper Inspection | Height I.D. | TM141_TM143 | 9.0625 | 9.4375 | in | FDA,4 |  | Neutrogena Shipper | Analytical - SHIP_NY_44K_100_14.375-12.1875-9.25
6BP25372 | Shipper Inspection | Height I.D. | TM141_TM143 | 15 | 15.375 | in | FDA,4 |  | PDI Sani Cloth prime Shipper | Analytical - SHIP_NY_44K_100_15.1875-10.1875-15.1875
6BP28425 | Shipper Inspection | Height I.D. | TM141_TM143 | 4.125 | 4.5 | in | FDA,4 |  | Neutrogena Shipper | Analytical - SHIP_32_1P
6BP30895 | Shipper Inspection | Height I.D. | TM141_TM143 | 7.6875 | 8.0625 | in | FDA,4 |  | Aveeno Make-Up Remover Shipper | Analytical - SHIP_NY_32K_100_12.5-7.25-7.875
6BP54072 | Shipper Inspection | Height I.D. | TM141_TM143 | 15.25 | 15.625 | in | FDA,4 |  | PDI Sani Cloth Bleach Shipper | Analytical - SHIP_44_2L
6BU13195 | Shipper Inspection | Height I.D. | TM141_TM143 | 12.0625 | 12.4375 | in | FDA,4 |  | PDI Sani-Cloth Prime Shipper | Analytical - SHIP_NY_32K_100_13.625-4.5-12.25
6BU25206 | Shipper Inspection | Height I.D. | TM141_TM143 | 4.4375 | 4.8125 | in | FDA,4 |  | L 'Oreal Paris Sublime Bronze Self Tan Twlts | Analytical - SHIP_NY_32K_100_11.3125-8.4375-4.625
6BU27500 | Shipper Inspection | Height I.D. | TM141_TM143 | 12.0625 | 12.4375 | in | FDA,4 |  | PDI Sani-Cloth AF3 Shipper | Analytical - SHIP_NY_32K_100_13.625-4.5-12.25
6CA972CK | Shipper Inspection | Height I.D. | TM141_TM143 | 10.0625 | 10.4375 | in | FDA,4 |  | Sani Pro. - Table Turners Cleaning Multi-Surface | Analytical - SHIP_NY_44K_100_18-8.25-10.25
6CJ21396 | Shipper Inspection | Height I.D. | TM141_TM143 | 6.8125 | 7.1875 | in | FDA,4 |  | Hygea Multi-Purpose Washcloths | Analytical - SHIP_NY_44K_100_16.625-9.375-7
6CP02724 | Shipper Inspection | Height I.D. | TM141_TM143 | 3.875 | 4.25 | in | FDA,4 |  | Neutrogena Shipper | Analytical - SHIP_NY_32K_100_11-5.8125-4.0625
6CP22884 | Shipper Inspection | Height I.D. | TM141_TM143 | 9.4375 | 9.8125 | in | FDA,4 |  | Sani Professional Sani-Cloth Disinfecting Wipes | Analytical - SHIP_NY_44K_100_15.375-10.5625-9.625
6CP33724 | Shipper Inspection | Height I.D. | TM141_TM143 | 3.875 | 4.25 | in | FDA,4 |  | Neutrogena Shipper | Analytical - SHIP_NY_32K_100_11-5.8125-4.0625
6CP60125 | Shipper Inspection | Height I.D. | TM141_TM143 | 4.125 | 4.5 | in | FDA,4 |  | COR NEUT HYDRA CLN CLTH 32ECT 11.25x5.8125x4.31285 | Analytical - SHIP_32_1P
6DC22370 | Shipper Inspection | Height I.D. | TM141_TM143 | 10.1875 | 10.5625 | in | FDA,4 |  | PDI Hygea Sterile Saline Wipe | Analytical - SHIP_NY_32K_100_11.125-6.375-10.375
6DD33333 | Shipper Inspection | Height I.D. | TM141_TM143 | 10.3125 | 10.6875 | in | FDA,4 |  | Sani Professional Sani Hands Shipper | Analytical - SHIP_NY_44K_100_21-12.5-10.5
6DD72400 | Shipper Inspection | Height I.D. | TM141_TM143 | 5.9375 | 6.3125 | in | FDA,4 |  | PDI Sani Hands Instant Hand Sanitizing Wipes | Analytical - SHIP_NY_32K_100_13.25-12-6.125
6DD74800 | Shipper Inspection | Height I.D. | TM141_TM143 | 5.9375 | 6.3125 | in | FDA,4 |  | PDI Obstetrical Towelette | Analytical - SHIP_NY_32K_100_13.25-12-6.125
6DP13872 | Shipper Inspection | Height I.D. | TM141_TM143 | 15 | 15.375 | in | FDA,4 |  | PDI Sani Cloth AF3 Shipper | Analytical - SHIP_NY_44K_100_15.1875-10.1875-15.1875
6DP63884 | Shipper Inspection | Height I.D. | TM141_TM143 | 9.4375 | 9.8125 | in | FDA,4 |  | PDI Sani Cloth AF3 Shipper | Analytical - Shipper_NY_Skip lot testing
6DP63884 | Shipper Inspection | Height I.D. | TM141_TM143 | 9.4375 | 9.8125 | in | FDA,4 |  | PDI Sani Cloth AF3 Shipper | Analytical - SHIP_NY_44K_100_15.375-10.5625-9.625
6EP44584 | Shipper Inspection | Height I.D. | TM141_TM143 | 9.4375 | 9.8125 | in | FDA,4 |  | Sani Professional - Sani Hands Antibac. Wipes. | Analytical - SHIP_NY_32K_100_15.1875-10.1875-9.625
6FB71200 | Shipper Inspection | Height I.D. | TM141_TM143 | 4.8125 | 5.1875 | in | FDA,4 |  | PDI Nail Polish Remover Pad | Analytical - SHIP_NY_32K_102_14.625-6.375-5
6FJ14108 | Shipper Inspection | Height I.D. | TM141_TM143 | 6.8125 | 7.1875 | in | FDA,4 |  | Hygea Multi Purpose Washcloth Shipper | Analytical - SHIP_NY_44K_100_16.625-8.625-7
6FJ14143 | Shipper Inspection | Height I.D. | TM141_TM143 | 5.3125 | 5.6875 | in | FDA,4 |  | Hygea Premium Multi-Purpose Washcloth | Analytical - SHIP_NY_44K_100_16.5-10.875-5.5
6FP43572 | Shipper Inspection | Height I.D. | TM141_TM143 | 7.375 | 7.75 | in | FDA,4 |  | Sani Professional Sani Hands Shipper | Analytical - SHIP_NY_32K_100_16.3125-12.25-7.5625
6FP92084 | Shipper Inspection | Height I.D. | TM141_TM143 | 9.4375 | 9.8125 | in | FDA,4 |  | Sani Professional Sani-Hands Shipper | Analytical - SHIP_NY_40K_100_15.375-10.5625-9.625
6GB10300 | Shipper Inspection | Height I.D. | TM141_TM143 | 4.8125 | 5.1875 | in | FDA,4 |  | PDI CHG / Isopropyl Alcohol Shipper | Analytical - SHIP_NY_32K_100_14.625-6.375-5
6GD35185 | Shipper Inspection | Height I.D. | TM141_TM143 | 12.25 | 12.625 | in | FDA,4 |  | Hygea BZK Shipper | Analytical - SHIP_NY_32K_100_13.25-12-12.4375
6GS48450 | Shipper Inspection | Height I.D. | TM141_TM143 | 11.5625 | 11.9375 | in | FDA,4 |  | PDI CHG Swab shipper | Analytical - SHIP_NY_29K_100_17.125-6.6875-11.75
6HB60307 | Shipper Inspection | Height I.D. | TM141_TM143 | 6 | 6.375 | in | FDA,4 |  | PDI Alcohol Prep Pad Shipper | Analytical - SHIP_NY_40K_100_16.5-12.3125-6.1875
6HC69900 | Shipper Inspection | Height I.D. | TM141_TM143 | 5 | 5.375 | in | FDA,4 |  | PDI Alcohol Prep Pad Shipper | Analytical - SHIP_NY_32K_100_15.75-8.625-5.1875
6HH04082 | Shipper Inspection | Height I.D. | TM141_TM143 | 9.5 | 9.875 | in | FDA,4 |  | PDI Super Sani Cloth Germicidal Disposable Wipe | Analytical - SHIP_NY_32K_100_13.4375-6.25-9.6875
6HQ08472 | Shipper Inspection | Height I.D. | TM141_TM143 | 15.25 | 15.625 | in | FDA,4 |  | COR SANI HB 160CT 44ECT/33# | Analytical - SHIP_44_2L
6JA580FW | Shipper Inspection | Height I.D. | TM141_TM143 | 10.5625 | 10.9375 | in | FDA,4 |  | Sani Pro. - Table Turners Cleaning Shipper | Analytical - SHIP_NY_44K_100_16.750-8.125-10.750
6JQ08472 | Shipper Inspection | Height I.D. | TM141_TM143 | 15 | 15.375 | in | FDA,4 |  | PDI Sani Cloth HB Shipper | Analytical - SHIP_NY_44K_100_15.1875-10.1875-15.1875
6KQ50772 | Shipper Inspection | Height I.D. | TM141_TM143 | 15.25 | 15.625 | in | FDA,4 |  | Crosstex Sanitex Plus 160ct Shipper | Analytical - SHIP_NY_44K_100_15.25-10.375-15.4375
6KS41125 | Shipper Inspection | Height I.D. | TM141_TM143 | 11.5625 | 11.9375 | in | FDA,4 |  | PDI Povidone-Iodine Swabstick (3's) | Analytical - SHIP_NY_29K_100_17.125-6.6875-11.75
6LB40600 | Shipper Inspection | Height I.D. | TM141_TM143 | 4.4375 | 4.8125 | in | FDA,4 |  | Povidone Iodine Prep Pad Shipper | Analytical - SHIP_NY_29K_100_12.375-5.5-4.625
6LQ50772 | Shipper Inspection | Height I.D. | TM141_TM143 | 15 | 15.375 | in | FDA,4 |  | Crosstex Sanitex Plus Shipper | Analytical - SHIP_NY_44K_100_15.1875-10.1875-15.1875
6LQ85084 | Shipper Inspection | Height I.D. | TM141_TM143 | 9.4375 | 9.8125 | in | FDA,4 |  | PDI Sani Cloth Plus Shipper | Analytical - SHIP_NY_40K_100_15.375-10.5625-9.625
6LS41350 | Shipper Inspection | Height I.D. | TM141_TM143 | 11.5625 | 11.9375 | in | FDA,4 |  | PDI Povidone-Iodine Swabstick (1's) | Analytical - SHIP_NY_29K_100_17.125-6.6875-11.75
6LS82125 | Shipper Inspection | Height I.D. | TM141_TM143 | 11.5625 | 11.9375 | in | FDA,4 |  | PDI Povidone-Iodine Cleansing Scrub Swab | Analytical - SHIP_NY_29K_100_17.125-6.6875-11.75
6MS48050 | Shipper Inspection | Height I.D. | TM141_TM143 | 11.5625 | 11.9375 | in | FDA,4 |  | PDI Povidone-Iodine Cleansing Scrub Swab | Analytical - SHIP_NY_29K_100_17.125-6.6875-11.75
6MU87295 | Shipper Inspection | Height I.D. | TM141_TM143 | 12.0625 | 12.4375 | in | FDA,4 |  | PDI Super Sani Cloth Germicidal Disposable Wipe | Analytical - SHIP_NY_32K_100_13.625-4.5-12.25
6NQ86984 | Shipper Inspection | Height I.D. | TM141_TM143 | 9.4375 | 9.8125 | in | FDA,4 |  | Super Sani Cloth XL 65ct. Shipper | Analytical - SHIP_NY_44K_100_15.375-10.5625-9.625
6NQ86984 | Shipper Inspection | Height I.D. | TM141_TM143 | 9.4375 | 9.8125 | in | FDA,4 |  | Super Sani Cloth XL 65ct. Shipper | Analytical - Shipper_NY_Skip lot testing
6NQ89072 | Shipper Inspection | Height I.D. | TM141_TM143 | 15.25 | 15.625 | in | FDA,4 |  | PDI Sani Cloth Shipper 160ct | Analytical - SHIP_NY_44K_100_15.25-10.375-15.4375
6OA404S48 | Shipper Inspection | Height I.D. | TM141_TM143 | 6 | 6.375 | in | FDA,4 |  | Prep H Shipper | Analytical - SHIP_NY_44K_100_15.625-12.5-6.1875
6OA540S48 | Shipper Inspection | Height I.D. | TM141_TM143 | 12.4375 | 12.8125 | in | FDA,4 |  | Preparation H Medicated Wipes Shipper | Analytical - SHIP_NY_32K_100_11.875-7.75-12.625
6OA632S60 | Shipper Inspection | Height I.D. | TM141_TM143 | 13.9375 | 14.3125 | in | FDA,4 |  | Preparation H Shipper | Analytical - SHIP_NY_32K_150_19.375-8.25-14.125
6OB123ST | Shipper Inspection | Height I.D. | TM141_TM143 | 5.5625 | 5.9375 | in | FDA,4 |  | Prevantics Device Swab Strip Case Shipper | Analytical - SHIP_NY_32K_100_12.375-10.75-5.75
6OB31400 | Shipper Inspection | Height I.D. | TM141_TM143 | 4.8125 | 5.1875 | in | FDA,4 |  | CRU 14.625X6.375X5 200# | Analytical - SHIP_32_1AL
6OC22324 | Shipper Inspection | Height I.D. | TM141_TM143 | 10.1875 | 10.5625 | in | FDA,4 |  | CRU 11.125X6.375X10.375 32ECT | Analytical - SHIP_32_1N
6OD01524 | Shipper Inspection | Height I.D. | TM141_TM143 | 4.5 | 4.875 | in | FDA,4 |  | Walmart Wet Nap Unprinted Shipper | Analytical - SHIP_NY_32K_100_8.25-6.25-4.6875
6OD13500A | Shipper Inspection | Height I.D. | TM141_TM143 | 5.9375 | 6.3125 | in | FDA,4 |  | CRU 13.25X12.0X6.125 32 ECT/26 | Analytical - SHIP_32_1AD
6OD36055 | Shipper Inspection | Height I.D. | TM141_TM143 | 11.0625 | 11.4375 | in | FDA,4 |  | Unprinted Shipper | Analytical - SHIP_NY_32K_102_10.625-6.375-11.25
6OH01224 | Shipper Inspection | Height I.D. | TM141_TM143 | 4.4375 | 4.8125 | in | FDA,4 |  | COR HAND SANI 24CT 32ECT | Analytical - Shipper_NY_Skip lot testing
6OH14324 | Shipper Inspection | Height I.D. | TM141_TM143 | 6.0625 | 6.4375 | in | FDA,4 |  | CRU SANI HANDS 24CT | Analytical - SHIP_32_1Y
6OH21112 | Shipper Inspection | Height I.D. | TM141_TM143 | 6.5625 | 6.9375 | in | FDA,4 |  | CRU CVS ANTIBAC 9.75 x 7.625 x 6.75=32 ECT/26MED | Analytical - SHIP_32_1F
6OH45016 | Shipper Inspection | Height I.D. | TM141_TM143 | 7.1875 | 7.5625 | in | FDA,4 |  | Individual Pack 16X Box 12x Case | Analytical - SHIP_NY_32K_100_8.25-6.875-7.375
6OK75595 | Shipper Inspection | Height I.D. | TM141_TM143 | 7.5 | 7.875 | in | FDA,4 |  | CRU 11.75X9.625X7.6875 32ECT | Analytical - SHIP_32_1R
6OM960CB | Shipper Inspection | Height I.D. | TM141_TM143 | 33.5625 | 33.9375 | in | FDA,4 |  | 2x60ct Grime Boss Costco Corner Board | Analytical - SHIP_NY_NA_200_2.5-2.5-33.75
6OP34524 | Shipper Inspection | Height I.D. | TM141_TM143 | 8.0625 | 8.4375 | in | FDA,4 |  | CRU AVON UNPRINTED=44 ECT | Analytical - SHIP_44_2G
6OP75510 | Shipper Inspection | Height I.D. | TM141_TM143 | 10.375 | 10.75 | in | FDA,4 |  | Cetaphil Unprinted Shipper | Analytical - SHIP_NY_32K_100_15.375-11.5625-10.5625
6OQ22272 | Shipper Inspection | Height I.D. | TM141_TM143 | 15.0005 | 15.3755 | in | FDA,4 |  | 12ct Large Canister shipper | Analytical - SHIP_NY_44K_100_15.188-10.188-15.188
6OQ85984 | Shipper Inspection | Height I.D. | TM141_TM143 | 9.4375 | 9.8125 | in | FDA,4 |  | CRU SANI CLOTH | Analytical - SHIP_NY_44K_100_15.375-10.5625-9.625
6OS12350 | Shipper Inspection | Height I.D. | TM141_TM143 | 5.7505 | 6.1255 | in | FDA,4 |  | Betadine Solution Swabstick Shipper | Analytical - SHIP_NY_32K_100_11.625-6.5-5.938
6OS42850 | Shipper Inspection | Height I.D. | TM141_TM143 | 5.3125 | 5.6875 | in | FDA,4 |  | COR UN-PRINTED=44 ECT | Analytical - SHIP_44_2N
6OS45625 | Shipper Inspection | Height I.D. | TM141_TM143 | 5.7505 | 6.1255 | in | FDA,4 |  | Betadine Solution Swabstick Shipper | Analytical - SHIP_NY_32K_100_6.875-6.5-5.938
6OS46250 | Shipper Inspection | Height I.D. | TM141_TM143 | 11.5625 | 11.9375 | in | FDA,4 |  | CRU 17.125X6.6875X11.75 | Analytical - SHIP_29_1J
6OU12066 | Shipper Inspection | Height I.D. | TM141_TM143 | 8.8125 | 9.1875 | in | FDA,4 |  | CRU 17-13/16X15-1/8X9 40ECT | Analytical - SHIP_40_1M
6OU21470 | Shipper Inspection | Height I.D. | TM141_TM143 | 9.0625 | 9.4375 | in | FDA,4 |  | COR KIRKLAND HH GENERIC SHIPPR | Analytical - SHIP_40_1J
6OU31450 | Shipper Inspection | Height I.D. | TM141_TM143 | 5.9375 | 6.3125 | in | FDA,4 |  | Prep H Totables 50ct Display | Analytical - SHIP_NY_44K_100_18.5-13.5-6.125
6OU35199 | Shipper Inspection | Height I.D. | TM141_TM143 | 11.25 | 11.5 | in | FDA,4 |  | Dermira Shipper | Analytical - SHIP_NY_32K_100_19.75-12-11.375
6OU351TY | Shipper Inspection | Height I.D. | TM141_TM143 | 3.4375 | 3.5625 | in | FDA,4 |  | 120ct DRM4 Tray | Analytical - SHIP_NY_32K_201_19.0625-2.8125-3.500
6OU37230 | Shipper Inspection | Height I.D. | TM141_TM143 | 5.9375 | 6.3125 | in | FDA,4 |  | Harmon MTT Unprinted Shipper | Analytical - Shipper_NY_Skip lot testing
6OU38510 | Shipper Inspection | Height I.D. | TM141_TM143 | 5.8125 | 6.1875 | in | FDA,4 |  | CVS Medicated Wipes Unprinted Shipper | Analytical - SHIP_32_1BG
6OU55510 | Shipper Inspection | Height I.D. | TM141_TM143 | 7.8125 | 8.1875 | in | FDA,4 |  | Preparation H Rapid Relief Totables w/Lidocaine | Analytical - SHIP_NY_32K_100_11.75-6.25-8
6OU62620 | Shipper Inspection | Height I.D. | TM141_TM143 | 7.8125 | 8.1875 | in | FDA,4 |  | Preparation H Rapid Relief Totables w/Lidocaine | Analytical - SHIP_NY_32K_100_15-9.5-8
6OX46500 | Shipper Inspection | Height I.D. | TM141_TM143 | 7.3125 | 7.6875 | in | FDA,4 |  | Shipper - Project X (5.1 mL, 10.5 mL & 26 mL) | Analytical - SHIP_NY_32K_100_23.688-15.688-7.500
6PQ86984 | Shipper Inspection | Height I.D. | TM141_TM143 | 9.4375 | 9.8125 | in | FDA,4 |  | Super Sani Cloth XL 65ct. Shipper | Analytical - SHIP_NY_32K_100_15.1875-10.1875-9.625
6PQ89072 | Shipper Inspection | Height I.D. | TM141_TM143 | 15 | 15.375 | in | FDA,4 |  | PDI Sani-Cloth Plus Shipper | Analytical - SHIP_NY_44K_100_15.1875-10.1875-15.1875
6PS23125 | Shipper Inspection | Height I.D. | TM141_TM143 | 11.5625 | 11.9375 | in | FDA,4 |  | PDI Duo-Swab Povidone-Iodine | Analytical - SHIP_NY_29K_100_17.125-6.6875-11.75
6QQ55172 | Shipper Inspection | Height I.D. | TM141_TM143 | 15.25 | 15.625 | in | FDA,4 |  | Super Sani Cloth 160ct. Shipper | Analytical - SHIP_NY_44K_100_15.25-10.375-15.4375
6RQ55172 | Shipper Inspection | Height I.D. | TM141_TM143 | 15 | 15.375 | in | FDA,4 |  | Super Sani Cloth Shipper | Analytical - SHIP_NY_44K_100_15.1875-10.1875-15.1875
6RQ55172 | Shipper Inspection | Height I.D. | TM141_TM143 | 15 | 15.375 | in | FDA,4 |  | Super Sani Cloth Shipper | Analytical - Shipper_NY_Skip lot testing
2BQ084LI | Canister & Lid Inspection | Insert Fin Gap (per specification) | TM141_TM143 | 0.065 | 0.075 | in | FDA,3 |  | Large Deep Well Lid 560 Orifice | Analytical - Lid_11A
2BQ551LI | Canister & Lid Inspection | Insert Fin Gap (per specification) | TM141_TM143 | 0.07 | 0.08 | in | FDA,3 |  | Large Deep Well Lid PDI Orifice | Analytical - Lid_13A
2BQ551LI | Canister & Lid Inspection | Insert Fin Gap (per specification) | TM141_TM143 | 0.07 | 0.08 | in | FDA,3 |  | Large Deep Well Lid PDI Orifice | Analytical - Lid_NY_Skip lot testing
2OP159LI | Canister & Lid Inspection | Insert Fin Gap (per specification) | TM141_TM143 | 0.065 | 0.075 | in | FDA,3 |  | Large Deep Well Lid .560 Orifice Blue | Analytical - Lid_03B
2OP520LI | Canister & Lid Inspection | Insert Fin Gap (per specification) | TM141_TM143 | 0.07 | 0.08 | in | FDA,3 |  | Large Deep Well Lid PDI Orifice | Analytical - Lid_NY_Skip lot testing
2OP638LI | Canister & Lid Inspection | Insert Fin Gap (per specification) | TM141_TM143 | 0.07 | 0.08 | in | FDA,3 |  | Large Deep Well Lid PDI Orifice Translucent Gray | Analytical - Lid_13D
2OP638LI | Canister & Lid Inspection | Insert Fin Gap (per specification) | TM141_TM143 | 0.07 | 0.08 | in | FDA,3 |  | Large Deep Well Lid PDI Orifice Translucent Gray | Analytical - Lid_NY_Skip lot testing
2OQ850LI | Canister & Lid Inspection | Insert Fin Gap (per specification) | TM141_TM143 | 0.065 | 0.075 | in | FDA,3 |  | Large Deep Well Lid .560 Orifice | Analytical - Lid_NY_Skip lot testing
2OQ850LI | Canister & Lid Inspection | Insert Fin Gap (per specification) | TM141_TM143 | 0.065 | 0.075 | in | FDA,3 |  | Large Deep Well Lid .560 Orifice | Analytical - Lid_11B
2OQ882LI | Canister & Lid Inspection | Insert Fin Gap (per specification) | TM141_TM143 | 0.065 | 0.075 | in | FDA,3 |  | LID LG DW DP GREEN 560 ORIFICE | Analytical - Lid_12A
4FQ51801 | % Isopropyl Alcohol W/W | IPA | TM234_TM323 | 54.5 | 56.7 | % | FDA,2 |  | LIQ IMPROVED GERMICIDAL CLEANI | Analytical - BL_Sani_07C
4FQ51801 | % Isopropyl Alcohol W/W | IPA_Final | TM234_TM323 | 54.5 | 56.7 | % | FDA,2 |  | LIQ IMPROVED GERMICIDAL CLEANI | Analytical - BL_Sani_07C
5AA632S60 | Box Inspection | Length | Default | 5.9688 | 6.0312 | in | FDA,5 |  | Preparation H Medicated Hemorrhoidal Wipes | Analytical - Box_NY_0.020SBS_101_6-3.625-7
5BU26595 | Box Inspection | Length | Default | 4.3594 | 4.4219 | in | FDA,5 |  | PDI Sani Cloth Bleach 40ct Box | Analytical - Box_NY_0.024SBS_102_4.390625-4.390625-12
5LS41350 | Box Inspection | Length | Default | 6.4688 | 6.5312 | in | FDA,5 |  | PDI Povidone-Iodine Swabstick (1's) Box | Analytical - Box_NY_0.016UCSBS_100_6.5-3.3125-5.8125
5CD35185 | Box Inspection | Length | Default | 6.4688 | 6.5312 | in | FDA,5 |  | PDI Hygea BZK Antiseptic Towelette | Analytical - Box_NY_0.016UCSBS_100_6.5-2.3125-6.0625
5HS48450 | Box Inspection | Length | Default | 6.4688 | 6.5312 | in | FDA,5 |  | PDI CHG Swabsticks Box | Analytical - Box_NY_0.016UCSBS_100_6.5-3.3125-5.8125
5KC69900 | Box Inspection | Length | Default | 5.0312 | 5.0938 | in | FDA,5 |  | PDI Sterile Alcohol Prep Pad | Analytical - Box_NY_0.016UCSBS_100_5.0625-4.25-3.0625
5DD72400 | Box Inspection | Length | Default | 6.4688 | 6.5312 | in | FDA,5 |  | PDI Sani Hands Instant Hand Sanitizing Wipes | Analytical - Box_NY_0.016UCSBS_100_6.5-2.3125-6.0625
5LB60302 | Box Inspection | Length | Default | 6.0938 | 6.1562 | in | FDA,5 |  | PDI Alcohol Prep Pad | Analytical - Box_NY_0.016UCSBS_100_6.125-4-2.375
5DD43600 | Box Inspection | Length | Default | 6.4688 | 6.5312 | in | FDA,5 |  | PDI Sani Hands 100ct. Box | Analytical - Box_NY_0.016UCSBS_100_6.5-2.3125-6.0625
5AP209SL | Box Inspection | Length | Default | 5.0625 | 5.125 | in | FDA,5 |  | 3X25ct L 'Oreal Tray Sleeve | Analytical - Box_NY_0.020BC_220_5.09375-3.6875-4.625
5AP027TY | Box Inspection | Length | Default | 10.66 | 10.84 | in | FDA,3 |  | TY PLASTIC NEUTROG DP CLN 25CT | Analytical - Box_57A
5CB19600 | Box Inspection | Length | Default | 5.0938 | 5.1562 | in | FDA,5 |  | PDI Prevantics Device Swab 100ct Box | Analytical - Box_NY_0.018SBS_100_5.125-2.25-2.09375
5AA617S96 | Box Inspection | Length | Default | 3.5938 | 3.6562 | in | FDA,5 |  | Preparation H Medicated Wipes 96ct Box | Analytical - Box_NY_0.018SBS_47B_3.625-3.875-6
5AB123ST | Box Inspection | Length | Default | 10.2188 | 10.2812 | in | FDA,5 |  | PDIPrevantics Device Swab Box | Analytical - Box_NY_0.018SBS_107_10.25-2.375-2.75
5AP308TY | Box Inspection | Length | Default | 7.156 | 7.22 | in | FDA,3 |  | Plastic Wipes Try | Analytical - Box_63A
5HC22324 | Box Inspection | Length | Default | 5.0312 | 5.0938 | in | FDA,5 |  | PDI Hygea Sterile Saline Wipes | Analytical - Box_NY_0.020WCCN_100_5.0625-1.75-3.0625
5JB16400 | Box Inspection | Length | Default | 3.9688 | 4.0312 | in | FDA,5 |  | PDI Adhesive Tape Remover | Analytical - Box_NY_0.016UCSBS_100_4-3.125-2.375
5KS41125 | Box Inspection | Length | Default | 6.4688 | 6.5312 | in | FDA,5 |  | PDI Povidone-Iodine Swabstick (3's) Box | Analytical - Box_NY_0.016UCSBS_100_6.5-3.3125-5.8125
5OH382PD | Box Inspection | Length | Default | 11.5938 | 11.6562 | in | FDA,5 |  | PAD 11-5/8"X 9-1/2" GR-182 | Analytical - Box_50D
5BU37230 | Box Inspection | Length | Default | 3.7812 | 3.8438 | in | FDA,5 |  | Harmon Smart Values Flushable Cleans Cloth. | Analytical - Box_NY_0.018SBS_101_3.8125-3.375-2.9375
5OP308PD | Box Inspection | Length | Default | 6.9688 | 7.0312 | in | FDA,5 |  | AQUA LAYER PAD | Analytical - Box_50C
5BA922TY | Box Inspection | Length | Default | 4.4688 | 4.5312 | in | FDA,5 |  | Dove Baby Wipes Sensitive Moisture 30ct | Analytical - Box_NY_0.020SBS_105_4.5-7.9375-7.9375
5AA911TY | Box Inspection | Length | Default | 4.4688 | 4.5312 | in | FDA,5 |  | Dove Baby Wipes Rich Moisture 30ct | Analytical - Box_NY_0.020SBS_105_4.5-7.9375-7.9375
5AP227TY | Box Inspection | Length | Default | 4.5938 | 4.6562 | in | FDA,5 |  | Garnier Skin Active Tray | Analytical - Box_NY_0.020SBS_300_4.625-5-3.625
5QS324IS | Box Inspection | Length | Default | 4.9688 | 5.0312 | in | FDA,5 |  | PDI Prevantics Swabstick Insert | Analytical - Box_NY_NA50#_402_5-3.25
5PB114IS | Box Inspection | Length | Default | 2.4688 | 2.5312 | in | FDA,5 |  | PDI Prevantics Swab Insert | Analytical - Box_NY_NA50#_402_2.5-3.25
3OP197A-SU | Label Inspection | Length | TM141_TM143 | 6.1875 | 6.3125 | in | FDA,4 |  | Spunlaced Embossed Nonwoven - 900mm | Analytical - Label_NY_NP7200_6.25-4.5
5AP07530 | Box Inspection | Length | Default | 6.3438 | 6.4062 | in | FDA,5 |  | L 'Oreal Revitalift Makeup Removing Cleans Twlts. | Analytical - Box_NY_0.020BC_110_6.375-3.4375-4.75
5AP07930 | Box Inspection | Length | Default | 6.3438 | 6.4062 | in | FDA,5 |  | L 'Oreal Revitalift Makeup Removing Cleans Twlts. Canada | Analytical - Box_NY_0.020BC_110_6.375-3.4375-4.75
5AB123CP | Label Inspection | Length | TM141_TM143 | 1.875 | 2 | in | FDA,4 |  | Clear Hang Tab w/Hang Tite 203A Clear Adhesive | Analytical - Label_NY_5AB123CP_1.9375-1.875
5BJ170BT | Box Inspection | Length | Default | 3.2812 | 3.3438 | in | FDA,5 |  | Cetaphil Gentle Skin Cleansing Wipes Boot | Analytical - Box_NY_0.020SBS_306_3.3125-1.4375-2.625
5BJ324BT | Box Inspection | Length | Default | 3.2812 | 3.3438 | in | FDA,5 |  | Cetaphil Gentle Skin Cleansing Cloths Boot | Analytical - Box_NY_0.020SBS_306_3.3125-1.4375-2.625
5AU44410 | Box Inspection | Length | Default | 2.9062 | 2.9688 | in | FDA,5 |  | Prep H Totables 10ct Box | Analytical - Box_NY_0.016SBS_124_2.9375-1.875-3.8125
5AU31450 | Box Inspection | Length | Default | 5.9688 | 6.0312 | in | FDA,5 |  | Preparation H Totables Dispenser | Analytical - Box_NY_0.020SBS_169_6-3.125-5.9375
5NB10800 | Box Inspection | Length | Default | 5.0938 | 5.1562 | in | FDA,5 |  | PDI Prevantics Antiseptic Swab 100ct Box | Analytical - Box_NY_0.018SBS_100_5.125-2.25-2.09375
5BU55510 | Box Inspection | Length | Default | 2.9062 | 2.9688 | in | FDA,5 |  | Preparation H Rapid Relief w/Lidocaine Totables | Analytical - Box_NY_0.016BMPB_124_2.9375-1.875-3.8125
5AD24301 | Box Inspection | Length | Default | 3.9688 | 4.0312 | in | FDA,5 |  | Wet Nap Antibacterial Hand Wipes - Fresh | Analytical - Box_NY_0.018SBS_107_4-2.03125-4.5
5CB51200 | Box Inspection | Length | Default | 6.0938 | 6.1562 | in | FDA,5 |  | PDI Povidone-Iodine Prep Pad | Analytical - Box_NY_0.016UCSBS_100_6.125-2.75-2.375
5AP229TY | Box Inspection | Length | Default | 8.1967 | 8.2592 | in | FDA,5 |  | Neutrogena Naturals Makeup Rmvr. Tray | Analytical - Box_NY_0.024SBS_303_8.228-3.661-6.024
5MS82125 | Box Inspection | Length | Default | 6.4688 | 6.5312 | in | FDA,5 |  | PDI Povidone-Iodine Cleansing Scrub Box. | Analytical - Box_NY_0.016UCSBS_100_6.5-3.3125-5.8125
5AH58195 | Box Inspection | Length | Default | 6.2188 | 6.2812 | in | FDA,5 |  | PDI Sani Cloth Bleach | Analytical - Box_NY_0.020SBS_127_6.25-2.5625-4.625
5GB10300 | Box Inspection | Length | Default | 6.0938 | 6.1562 | in | FDA,5 |  | PDI CHG Prep Pad Box | Analytical - Box_NY_0.016UCSBS_100_6.125-2.750-2.375
5NU87250 | Box Inspection | Length | Default | 4.3438 | 4.4062 | in | FDA,5 |  | PDI Super Sani-Cloth 50ct. Box | Analytical - Box_NY_0.024SBS_127_4.375-4.375-12
5BU62620 | Box Inspection | Length | Default | 3.5938 | 3.6562 | in | FDA,5 |  | Preparation H Rapid Relief w/Lidocaine Totables | Analytical - Box_NY_0.016BMPB_122_3.625-3-3.8125
5AD02424 | Box Inspection | Length | Default | 3.9688 | 4.0312 | in | FDA,5 |  | Wet Nap Antibacterial Hand Wipes - Fresh | Analytical - Box_NY_0.018SBS_107_4-2.03125-4.5
5OP081BT | Box Inspection | Length | Default | 3.1488 | 3.2113 | in | FDA,5 |  | Ponds Original Fresh Twlts. | Analytical - Box_NY_0.016SBSC1S_300_3.125-2.1875-2.4375
M746S9 | Box Inspection | Length | Default | 3.1488 | 3.2113 | in | FDA,5 |  | Kirkland Naturals MX 9/100 Solo Club | Analytical - Box_NY_0.016SBSC1S_300_3.125-2.1875-2.4375
5AP21195 | Box Inspection | Length | Default | 4.5938 | 4.6562 | in | FDA,5 |  | BOX NEUT. MAKE-UP RMVR GRP 296 | Analytical - Box_01M
5PS40750 | Box Inspection | Length | Default | 7.0938 | 7.1562 | in | FDA,5 |  | PDI Prevantics Skin Swabstick 50ct Box | Analytical - Box_NY_0.018SBS_100_7.125-3-6.625
5CS42325 | Box Inspection | Length | Default | 6.4688 | 6.5312 | in | FDA,5 |  | PDI Povidone-Iodine Swabstick 3's | Analytical - Box_NY_0.016UCSBS_100_6.5-3.3125-5.8125
5KB71200 | Box Inspection | Length | Default | 6.0938 | 6.1562 | in | FDA,5 |  | PDI Nail Polish Remover Pad | Analytical - Box_NY_0.016UCSBS_100_6.125-2.75-2.375
5AU25206 | Box Inspection | Length | Default | 100.8 | 102.4 | mm | FDA,1 |  | L'Oreal Paris Sublime Bronze Self Tan Twlt | Analytical - Box_NY_0.018SBS_100_101.6-44.45-101.6
5AU54901 | Box Inspection | Length | Default | 100.8 | 102.4 | mm | FDA,1 |  | L' Oreal Paris Sublime Bronze Self Tan. Twlts. | Analytical - Box_NY_0.018SBS_100_101.6-44.45-101.6
5AU252IN | Box Inspection | Length | Default | 4.0625 | 4.125 | in | FDA,5 |  | L' Oreal Paris Sublime Bronze Self Tan Twlts | Analytical - Box_NY_0.020TBC_123_4.09375-3.625-4.3125
5BJ123BT | Box Inspection | Length | Default | 3.2812 | 3.3438 | in | FDA,5 |  | Cetaphil Gentle Skin Cleansing Cloths Boot | Analytical - Box_NY_0.020SBS_306_3.3125-1.4375-2.625
5AJ130BT | Box Inspection | Length | Default | 3.2812 | 3.3438 | in | FDA,5 |  | Cetaphil Gentle Skin Cleansing Cloths Boot | Analytical - Box_NY_0.020SBS_306_3.3125-1.4375-2.625
5NB40600 | Box Inspection | Length | Default | 5.0938 | 5.1562 | in | FDA,5 |  | PDI Povidone Iodine Prep Med | Analytical - Box_NY_0.016UCSBS_100_5.125-2.25-2.09375
5BU252IN | Box Inspection | Length | Default | 4.0625 | 4.125 | in | FDA,5 |  | L' Oreal Paris Sublime Bronze Self Tan. Twlts. | Analytical - Box_NY_0.020TBC_123_4.09375-3.625-4.3125
5QS428IS | Box Inspection | Length | Default | 4.9688 | 5.0312 | in | FDA,5 |  | PDI Prevantics Swabstick Insert | Analytical - Box_NY_NA50#_402_5-3.25
5DA941TY | Box Inspection | Length | Default | 5.2188 | 5.2812 | in | FDA,5 |  | Target Up & Up Extra Large Cleans. Washcloths | Analytical - Box_NY_0.024WCK_111_5.25-6.25-8.625/3.5
5CC80100 | Box Inspection | Length | Default | 5.0312 | 5.0938 | in | FDA,5 |  | Philips Sali-Wipes Sterile saline Wipes. | Analytical - Box_NY_0.016UCSBS_100_5.0625-1.75-3.0625
5EH21724 | Box Inspection | Length | Default | 3.9688 | 4.0312 | in | FDA,5 |  | Safeway Care Instant Hand Sanitizer Wipes | Analytical - Box_NY_0.018SBS_107_4-2.03125-4.5
5MS48050 | Box Inspection | Length | Default | 6.4688 | 6.5312 | in | FDA,5 |  | PDI Providone-Iodine Cleansing Scrub Box | Analytical - Box_NY_0.016UCSBS_100_6.5-3.125-5.8125
5HB59800 | Box Inspection | Length | Default | 6.0938 | 6.1562 | in | FDA,5 |  | PDI Electrode Prep Pad | Analytical - Box_NY_0.016UCSBS_100_6.125-2.75-2.375
5QS41950 | Box Inspection | Length | Default | 6.5938 | 6.6562 | in | FDA,5 |  | PDI Prevantics Maxi Swabstick Box | Analytical - Box_NY_0.018SBS_100_6.625-4.125-8.125
5CA284TR | Box Inspection | Length | Default | 5.9688 | 6.0312 | in | FDA,5 |  | Preparation H 48ct | Analytical - Box_NY_0.018SBS_111_6-5.3125-3.6875
5OP073BT | Box Inspection | Length | Default | 3.1488 | 3.2113 | in | FDA,5 |  | Ponds Luminous Clean Twlts. | Analytical - Box_NY_0.016SBSC1S_300_3.125-2.1875-2.4375
5AU57314 | Box Inspection | Length | Default | 2.9688 | 3.0312 | in | FDA,5 |  | Summer's Eve Fresh Cycle Cleansing Cloths | Analytical - Box_NY_0.016CCSBS_100_3-2.5-4
5CS42050 | Box Inspection | Length | Default | 6.4688 | 6.5312 | in | FDA,5 |  | PDI Povidone-Iodine Scrub 1's CDA | Analytical - Box_NY_0.016UCSBS_100_6.5-3.3125-5.8125
5AA347BT | Box Inspection | Length | Default | 3.3438 | 3.4062 | in | FDA,5 |  | Summer's Eve Fresh Cycle Cleansing Cloths | Analytical - Box_NY_0.020SBS_300_3.375-1.313-2.625
5CU252IN | Box Inspection | Length | Default | 4.0625 | 4.125 | in | FDA,5 |  | L'Oreal Paris Sublime Bronze Self Tan Twlt | Analytical - Box_NY_0.020TBC_123_4.09375-3.625-4.3125
5AA404S48 | Box Inspection | Length | Default | 7.1562 | 7.2188 | in | FDA,5 |  | Preparation H Medicated Wipes 48ct Box - NY | Analytical - Box_NY_0.018SBS_100_7.1875-3.6875-6.0625
5AA404S48 | Box Inspection | Length | Default | 5.9688 | 6.0312 | in | FDA,5 |  | Preparation H Medicated Wipes 48ct Box - NY | Analytical - Box_NY_0.018SBS_111_6-5.875-3.625
5AA540S48 | Box Inspection | Length | Default | 5.9688 | 6.0312 | in | FDA,5 |  | Preparation H Medicated Wipes Box | Analytical - Box_NY_0.018SBS_111_6-5.875-3.625
5AA540S48 | Box Inspection | Length | Default | 7.1562 | 7.2188 | in | FDA,5 |  | Preparation H Medicated Wipes Box | Analytical - Box_NY_0.018SBS_100_7.1875-3.6875-6.0625
5DH12824 | Box Inspection | Length | Default | 3.9688 | 4.0312 | in | FDA,5 |  | CVS Health Instant Hand Sanitizer Wipes | Analytical - Box_NY_0.018SBS_100_4-2.125-6.125
5OP205BT | Box Inspection | Length | Default | 3.1488 | 3.2113 | in | FDA,5 |  | Ponds Exfoliating Renewal Twlts. | Analytical - Box_NY_0.016SBSC1S_300_3.18-2.1875-2.4375
5OP092BT | Box Inspection | Length | Default | 3.1488 | 3.2113 | in | FDA,5 |  | Ponds Original Fresh 15ct Twlts. | Analytical - Box_NY_0.016SBSC1S_300_3.18-1.4375-2.6875
5HC12400 | Box Inspection | Length | Default | 5.0312 | 5.0938 | in | FDA,5 |  | PDI Povidone-Iodine Prep Pad | Analytical - Box_NY_0.016UCSBS_100_5.0625-4.25-3.0625
5BU44410 | Box Inspection | Length | Default | 2.9062 | 2.9688 | in | FDA,5 |  | Prep H Totables 10ct Box | Analytical - Box_NY_0.016SBS_124_2.9375-1.875-3.8125
5FB47000 | Box Inspection | Length | Default | 6.0938 | 6.1562 | in | FDA,5 |  | PDI Io-Gone Iodine Remover Pad | Analytical - Box_NY_0.016UCSBS_100_6.125-2.75-2.375
5BU27500 | Box Inspection | Length | Default | 4.3594 | 4.4219 | in | FDA,5 |  | PDI Sani-Cloth AF3 Box | Analytical - Box_NY_0.024SBS_102_4.3906-4.3906-12
5BA617S96 | Box Inspection | Length | Default | 3.5938 | 3.6562 | in | FDA,5 |  | Preparation H Medicated Wipes 96ct Box | Analytical - Box_NY_0.018SBS_47B_3.625-3.875-6
8AA654SI | Label Inspection | Length | TM141_TM143 | 1.3125 | 1.4375 | in | FDA,4 |  | LBL Remove Completely Label | Analytical - Label_A10
8AA654SI | Label Inspection | Length | TM141_TM143 | 1.3125 | 1.4375 | in | FDA,4 |  | LBL Remove Completely Label | Analytical - Label_NY_Skip lot testing
8AA70900 | Label Inspection | Length | TM141_TM143 | 2.4375 | 2.5625 | in | FDA,4 |  | Preparation H Medicated Wipes for Women | Analytical - Label_NY_NP9990_2.5-4.625
8AP02700RF | Label Inspection | Length | TM141_TM143 | 71.4125 | 74.5875 | mm | FDA,4 |  | Neutrogena Deep Clean Oil Free Makeup Rmvr | Analytical - Label_NY_NP9815_73-85
8AP13800 | Label Inspection | Length | TM141_TM143 | 6.1875 | 6.3125 | in | FDA,4 |  | PDI Sani Cloth AF3 Front Label | Analytical - Label_NY_NP7200_6.25-4
8AP21100A | Label Inspection | Length | TM141_TM143 | 83.4125 | 86.5875 | mm | FDA,4 |  | Neutrogena makeup Remover Cleans Twlts | Analytical - Label_NY_NP9890_85-73
8AP22800 | Label Inspection | Length | TM141_TM143 | 5.75 | 5.875 | in | FDA,4 |  | Sani pro - Sani Cloth Disinfecting Multi-surface Wipes | Analytical - Label_NY_NP7200_5.8125-6.5
5QS273IS | Box Inspection | Length | Default | 4.9688 | 5.0312 | in | FDA,5 |  | PDI Prevantics Swabstick Insert | Analytical - Box_NY_NA50#_402_5-3.25
8AP24200 | Label Inspection | Length | TM141_TM143 | 5.75 | 5.875 | in | FDA,4 |  | Sani-Cloth Prime Extra Large Wipe | Analytical - Label_NY_NP7200_5.8125-6.5
8AP25300 | Label Inspection | Length | TM141_TM143 | 6.1875 | 6.3125 | in | FDA,4 |  | PDI Sani Cloth Prime Front Label | Analytical - Label_NY_NP7200_6.25-4.5
8AP25301 | Label Inspection | Length | TM141_TM143 | 6.1875 | 6.3125 | in | FDA,4 |  | PDI Sani Cloth Prime Back Label | Analytical - Label_NY_NP7200_6.25-4.5
8AP32800 | Label Inspection | Length | TM141_TM143 | 71.4125 | 74.5875 | mm | FDA,4 |  | Neutrogena Oil-Free Cleansing Wipes | Analytical - Label_NY_NP98372_73-85
8AP33700 | Label Inspection | Length | TM141_TM143 | 71.4125 | 74.5875 | mm | FDA,4 |  | Neutrogena Deep Clean MUR Wipes Reseal | Analytical - Label_NY_NP9815_73-85
8AP34500A | Label Inspection | Length | TM141_TM143 | 3.3125 | 3.4375 | in | FDA,4 |  | Avon Makeup Remover Wipes Reseal. | Analytical - Label_NY_NP9800_3.375-2.3437
8AP52000 | Label Inspection | Length | TM141_TM143 | 5.5 | 5.625 | in | FDA,4 |  | Henry Schein Maxi Wipe 65ct | Analytical - Label_NY_Skip lot testing
8AP52001 | Label Inspection | Length | TM141_TM143 | 5.5 | 5.625 | in | FDA,4 |  | LBL HENRY SCHEIN MAXI WIPE | Analytical - Label_NY_Skip lot testing
8AP520CK | Label Inspection | Length | TM141_TM143 | 8.9375 | 9.0625 | in | FDA,4 |  | Henry Schein Maxi Wipe | Analytical - Label_NY_Skip lot testing
5KH04095 | Box Inspection | Length | Default | 6.2188 | 6.2812 | in | FDA,5 |  | PDI Super Sani-Cloth 50ct. Box | Analytical - Box_NY_0.020SBS_127_6.25-2.5625-4.625
8AP56701 | Label Inspection | Length | TM141_TM143 | 5.75 | 5.875 | in | FDA,4 |  | Sani Professional No Rinse Sanitizing Multi-Surface Wipes | Analytical - Label_NY_NP7200_5.8125-6.5
8AP60100RF | Label Inspection | Length | TM141_TM143 | 71.4125 | 74.5875 | mm | FDA,4 |  | Neutrogena makeup Remover Cleans Twlts | Analytical - Label_NY_NP9890_73-85
8AP63800 | Label Inspection | Length | TM141_TM143 | 5.75 | 5.875 | in | FDA,4 |  | PDI Sani Cloth AF3 65ct | Analytical - Label_NY_NP7200_5.8125-6.5
8AP66701 | Label Inspection | Length | TM141_TM143 | 5.75 | 5.875 | in | FDA,4 |  | Sani Professional No Rinse Sanitizing Multi-Surface Wipes | Analytical - Label_NY_NP7200_5.8125-6.5
5NS23125 | Box Inspection | Length | Default | 6.4688 | 6.5312 | in | FDA,5 |  | PDI Duo-Swab Povidone-Iodine 25ct Box | Analytical - Box_NY_0.016UCSBS_100_6.5-3.3125-5.8125
8AP713RSL | Label Inspection | Length | TM141_TM143 | 3.3125 | 3.4375 | in | FDA,4 |  | Cetaphil Gentle Skin Cleansing Cloths Reseal | Analytical - Label_NY_NP9800_3.375-2.3437
8AU120CK | Label Inspection | Length | TM141_TM143 | 5.9375 | 6.0625 | in | FDA,4 |  | PDI Hygea Personal Cleansing Washcloths | Analytical - Label_NY_NP7030_6-4
8BA70900 | Label Inspection | Length | TM141_TM143 | 2.4375 | 2.5625 | in | FDA,4 |  | Preparation H Medicated Hemorrhoidal Wipes for Women | Analytical - Label_NY_NP9990_2.5-4.625
8BB196CK | Label Inspection | Length | TM141_TM143 | 5.9375 | 6.0625 | in | FDA,4 |  | PDI Prevantics Device Swab Case label | Analytical - Label_NY_NP7030_6-5
8BB470CK | Label Inspection | Length | TM141_TM143 | 5.9375 | 6.0625 | in | FDA,4 |  | PDI Io-Gone Iodine Remover Pad | Analytical - Label_NY_NP7030_6-4
5BA735TY | Box Inspection | Length | Default | 4.4688 | 4.5312 | in | FDA,5 |  | Dove Baby Wipes Sensitive Moisture 30ct | Analytical - Box_NY_0.020SBS_105_4.5-7.9375-7.9375
8BP12801 | Label Inspection | Length | TM141_TM143 | 4.4375 | 4.5625 | in | FDA,4 |  | PDI Sani Hands Sanitizing Wipes | Analytical - Label_NY_NP7200_4.5-4
8BP128CK | Label Inspection | Length | TM141_TM143 | 8.9375 | 9.0625 | in | FDA,4 |  | PDI Sani Hands Sanitizing Wipes Case Label | Analytical - Label_NY_NP7030_9-2.625
8BP13800 | Label Inspection | Length | TM141_TM143 | 6.1875 | 6.3125 | in | FDA,4 |  | PDI Sani Cloth AF3 Large Front Label | Analytical - Label_NY_NP7200_6.25-4.5
8BP13801 | Label Inspection | Length | TM141_TM143 | 6.1875 | 6.3125 | in | FDA,4 |  | PDI Sani Cloth AF3 Back Label | Analytical - Label_NY_NP7200_6.25-4
8BP22801 | Label Inspection | Length | TM141_TM143 | 5.75 | 5.875 | in | FDA,4 |  | Sani Professional Sani Wipe Back Label. | Analytical - Label_NY_NP7200_5.8125-6.5
8BP25300 | Label Inspection | Length | TM141_TM143 | 6.1875 | 6.3125 | in | FDA,4 |  | PDI Sani Cloth Prime Front Label | Analytical - Label_NY_NP7200_6.25-4.5
8BP28400 | Label Inspection | Length | TM141_TM143 | 71.4125 | 74.5875 | mm | FDA,4 |  | Neutrogena Oil-Free Cleansing Wipes | Analytical - Label_NY_NP98372_73-85
8BP54001 | Label Inspection | Length | TM141_TM143 | 5.9375 | 6.0625 | in | FDA,4 |  | PDI Sani Cloth Bleach 75ct | Analytical - Label_NY_Skip lot testing
8BQ76500 | Label Inspection | Length | TM141_TM143 | 5.9375 | 6.0625 | in | FDA,4 |  | PDI Sani Hands Hand Sanitizing Wipes | Analytical - Label_NY_NP7200_6-3.75
8BQ76501 | Label Inspection | Length | TM141_TM143 | 3.6875 | 3.8125 | in | FDA,4 |  | PDI Sani-Hands Hand Sanitizing Wipes CDA | Analytical - Label_NY_NP7200_3.75-6
5EH21130 | Box Inspection | Length | Default | 4.7188 | 4.7812 | in | FDA,5 |  | CVS Total Home Antibac. Wipes 30ct Box | Analytical - Box_NY_0.016SBS_100_4.75-2.375-3.25
8BS423CL | Label Inspection | Length | TM141_TM143 | 5.9375 | 6.0625 | in | FDA,4 |  | PDI Povidone-Iodine Swabstick 3's | Analytical - Label_NY_NP7030_6-5
8CH128CK | Label Inspection | Length | TM141_TM143 | 8.9375 | 9.0625 | in | FDA,4 |  | CVS Hand Sanitizer Wipes Packet | Analytical - Label_NY_NP7030_9-2.625
5FD41900 | Box Inspection | Length | Default | 6.4688 | 6.5312 | in | FDA,5 |  | PDI Castile Soap Towelette Box | Analytical - Box_NY_0.016UCSBS_100_6.5-2.3125-6.0625
8CH211CK | Label Inspection | Length | TM141_TM143 | 8.9375 | 9.0625 | in | FDA,4 |  | CVS pharmacy Total Home Antibac. Moist Wipes | Analytical - Label_A12
8CP12800 | Label Inspection | Length | TM141_TM143 | 4.4375 | 4.5625 | in | FDA,4 |  | PDI Sani Hands Sanitizing Wipes | Analytical - Label_NY_NP7200_4.5-4
8CP13400 | Label Inspection | Length | TM141_TM143 | 4.4375 | 4.5625 | in | FDA,4 |  | PDI Sani-Hands 135ct Front Label | Analytical - Label_NY_Skip lot testing
8CP13400 | Label Inspection | Length | TM141_TM143 | 4.4375 | 4.5625 | in | FDA,4 |  | PDI Sani-Hands 135ct Front Label | Analytical - Label_NY_NP7100_4.5-4
8CP13801 | Label Inspection | Length | TM141_TM143 | 6.1875 | 6.3125 | in | FDA,4 |  | PDI Sani Cloth AF3 Back Label | Analytical - Label_NY_NP7200_6.25-4.5
8CP15900 | Label Inspection | Length | TM141_TM143 | 5.9375 | 6.0625 | in | FDA,4 |  | PDI Sani-Hands 220ct Front Label | Analytical - Label_NY_NP7100/NP7200_6-3.75
5OP624PB | Box Inspection | Length | Default | 6.0938 | 6.1562 | in | FDA,5 |  | Poly Bag w/fold over top on 2" wicket | Analytical - Box_NY_0.016UCSBS_100_6.125-2.75-2.375
8CP44500 | Label Inspection | Length | TM141_TM143 | 5.75 | 5.875 | in | FDA,4 |  | Sani Professional Sani Hands Antibac. Wipes | Analytical - Label_NY_NP7200_5.8125-6.5
5BU19101 | Box Inspection | Length | Default | 5.7188 | 5.7812 | in | FDA,5 |  | Cetaphil Gentle Skin Cleans. Cloths Dispenser | Analytical - Box_NY_0.020SBS_129_5.75-3-3.875
8CP63801 | Label Inspection | Length | TM141_TM143 | 5.9375 | 6.0625 | in | FDA,4 |  | PDI Sani Cloth AF3 65ct | Analytical - Label_A20
8CP63801 | Label Inspection | Length | TM141_TM143 | 5.75 | 5.875 | in | FDA,4 |  | PDI Sani Cloth AF3 65ct | Analytical - Label_NY_NP7200_5.8125-6.5
8CP68301 | Label Inspection | Length | TM141_TM143 | 5.75 | 5.875 | in | FDA,4 |  | LBL HENRY SCHEIN MAXI 160 CAN BACK NP7100 | Analytical - Label_NY_NP7200_5.8125-6.5
8CP68301 | Label Inspection | Length | TM141_TM143 | 5.9375 | 6.0625 | in | FDA,4 |  | LBL HENRY SCHEIN MAXI 160 CAN BACK NP7100 | Analytical - Label_A20
8DP13401 | Label Inspection | Length | TM141_TM143 | 4.4375 | 4.5625 | in | FDA,4 |  | PDI Sani-Hands 135ct Back Label | Analytical - Label_NY_NP7200_4.5-4
8DP43500 | Label Inspection | Length | TM141_TM143 | 3.9375 | 4.0625 | in | FDA,4 |  | Sani Professional Sani Hands 150ct | Analytical - Label_NY_NP7200_4-4.5
8DP54000 | Label Inspection | Length | TM141_TM143 | 5.9375 | 6.0625 | in | FDA,4 |  | PDI Sani Cloth Bleach 75ct | Analytical - Label_NY_Skip lot testing
8DP92000 | Label Inspection | Length | TM141_TM143 | 6.4375 | 6.5625 | in | FDA,4 |  | Sani Professional Sani-Hands 300ct | Analytical - Label_NY_NP7200_6.5-5.8125
8DQ85400 | Label Inspection | Length | TM141_TM143 | 5.5 | 5.625 | in | FDA,4 |  | LBL PDI SANI CLOTH HB 65CT CAN FRT NP7100 | Analytical - Label_A41
8DQ85401 | Label Inspection | Length | TM141_TM143 | 5.5 | 5.625 | in | FDA,4 |  | LBL PDI SANI CLOTH HB 65CT CAN BCK NP7100 | Analytical - Label_A41
8DQ85900 | Label Inspection | Length | TM141_TM143 | 5.5 | 5.625 | in | FDA,4 |  | PDI Sani Cloth Plus | Analytical - Label_NY_NP7200_5.5625-6.25
8DQ85901 | Label Inspection | Length | TM141_TM143 | 5.5 | 5.625 | in | FDA,4 |  | PDI Sani Cloth Plus 65ct Canada | Analytical - Label_NY_NP7200_5.5625-6.25
8DQ91401 | Label Inspection | Length | TM141_TM143 | 6.1875 | 6.3125 | in | FDA,4 |  | Ecolab Asepti-Wipe II 180ct | Analytical - Label_NY_NP7200_6.25-4.5
8DQ914SL | Label Inspection | Length | TM141_TM143 | 8.9375 | 9.0625 | in | FDA,4 |  | Ecolab Asepti-Wipe II Case Label | Analytical - Label_NY_NP7030_9-7
5BU71230 | Box Inspection | Length | Default | 4.6562 | 4.7188 | in | FDA,5 |  | Preparation H Rapid Relief Totables w/Lidocaine | Analytical - Box_NY_0.018SBS_122_4.6875-3-3.8125
8EP15901 | Label Inspection | Length | TM141_TM143 | 6.1875 | 6.3125 | in | FDA,4 |  | PDI Sani-Hands 220ct Back Label | Analytical - Label_NY_NP7200_6.25-4
8EP43501 | Label Inspection | Length | TM141_TM143 | 3.9375 | 4.0625 | in | FDA,4 |  | Sani Professional Sani Hands 150ct | Analytical - Label_NY_NP7200_4-4.5
8EP44501 | Label Inspection | Length | TM141_TM143 | 5.75 | 5.875 | in | FDA,4 |  | Sani Professional Sani Hands Antibac. Wipes | Analytical - Label_NY_NP7200_5.8125-6.5
8EP68300 | Label Inspection | Length | TM141_TM143 | 6.1875 | 6.3125 | in | FDA,4 |  | Henry Schein Maxi Wipe 160ct. | Analytical - Label_NY_NP7200_6.25-4.5
8EP68301 | Label Inspection | Length | TM141_TM143 | 6.1875 | 6.3125 | in | FDA,4 |  | Henry Schein Maxi Wipe 160ct. | Analytical - Label_NY_NP7200_6.25-4.5
8EP92001 | Label Inspection | Length | TM141_TM143 | 6.4375 | 6.5625 | in | FDA,4 |  | Sani Professional Sani-Hands 300ct | Analytical - Label_NY_NP7200_6.5-5.8125
8EQ90100 | Label Inspection | Length | TM141_TM143 | 6.1875 | 6.3125 | in | FDA,4 |  | Sani-Cloth Plus 160ct. Canada | Analytical - Label_NY_NP7200_6.25-4.5
8EQ901CK | Label Inspection | Length | TM141_TM143 | 8.9375 | 9.0625 | in | FDA,4 |  | PDI Sani Cloth Plus 160ct Canada cs Label | Analytical - Label_NY_NP7030_9-7
8FQ08400 | Label Inspection | Length | TM141_TM143 | 6.1875 | 6.3125 | in | FDA,4 |  | PDI Sani Cloth HB 160ct | Analytical - Label_NY_NP7200_6.25-4.5
8FQ08401 | Label Inspection | Length | TM141_TM143 | 6.1875 | 6.3125 | in | FDA,4 |  | PDI Sani Cloth HB 160ct | Analytical - Label_NY_NP7200_6.25-4.5
8FQ85000 | Label Inspection | Length | TM141_TM143 | 5.5 | 5.625 | in | FDA,4 |  | PDI Sani Cloth Plus 65ct | Analytical - Label_NY_NP7200_5.5625-6.25
8FQ859CK | Label Inspection | Length | TM141_TM143 | 8.9375 | 9.0625 | in | FDA,4 |  | PDI Sani Cloth Plus 65ct Canada | Analytical - Label_NY_NP7030_9-7
8FQ90101 | Label Inspection | Length | TM141_TM143 | 5.9375 | 6.0625 | in | FDA,4 |  | PDI Sani Cloth Plus 160ct Canada | Analytical - Label_NY_NP7200_6-3.75
8FQ91400 | Label Inspection | Length | TM141_TM143 | 6.1875 | 6.3125 | in | FDA,4 |  | Ecolab Asepti-Wipe II 180ct | Analytical - Label_NY_NP7200_6.25-4.5
8GQ90101 | Label Inspection | Length | TM141_TM143 | 6.1875 | 6.3125 | in | FDA,4 |  | Sani-Cloth Plus 160ct. Canada | Analytical - Label_NY_NP7200_6.25-4.5
8HQ50701 | Label Inspection | Length | TM141_TM143 | 6.1875 | 6.3125 | in | FDA,4 |  | Crosstex Sanitex Plus 160ct | Analytical - Label_NY_NP7200_6.25-4.5
8HQ86900 | Label Inspection | Length | TM141_TM143 | 6.4375 | 6.5625 | in | FDA,4 |  | PDI Super Sani Cloth 65ct | Analytical - Label_NY_NP7200_6.5-5.8125
5AH45016 | Box Inspection | Length | Default | 3.8438 | 3.9062 | in | FDA,5 |  | CVS Health Cleansing Cloths 16ct Box | Analytical - Box_NY_0.018SBS_101_3.875-2-3.5
8IQ50700 | Label Inspection | Length | TM141_TM143 | 6.1875 | 6.3125 | in | FDA,4 |  | Crosstex Sanitex PLUS 160ct | Analytical - Label_NY_NP7200_6.25-4.5
8JQ86901 | Label Inspection | Length | TM141_TM143 | 6.4375 | 6.5625 | in | FDA,4 |  | PDI Super Sani Cloth XL 65ct | Analytical - Label_NY_NP7200_6.5-5.8125
8JQ89000 | Label Inspection | Length | TM141_TM143 | 6.1875 | 6.3125 | in | FDA,4 |  | Sani-Cloth Plus 160 ct front | Analytical - Label_NY_NP7200_6.25-4.5
8KQ89001 | Label Inspection | Length | TM141_TM143 | 6.1875 | 6.3125 | in | FDA,4 |  | PDI Sani-Cloth Plus Back | Analytical - Label_NY_NP7200_6.25-4.5
5HD74800 | Box Inspection | Length | Default | 6.4688 | 6.5312 | in | FDA,5 |  | PDI Obstetrical Towelette | Analytical - Box_NY_0.016UCSBS_100_6.5-2.3125-6.0625
8LQ55101 | Label Inspection | Length | TM141_TM143 | 6.1875 | 6.3125 | in | FDA,4 |  | PDI Super Sani Cloth 160ct. | Analytical - Label_NY_NP7200_6.25-4
8MB10800 | Label Inspection | Length | TM141_TM143 | 5.9375 | 6.0625 | in | FDA,4 |  | PDI Prevantics Swab Case Label | Analytical - Label_NY_NP7030_6-5
8MQ55100 | Label Inspection | Length | TM141_TM143 | 6.1875 | 6.3125 | in | FDA,4 |  | PDI Super Sani Cloth 160ct. | Analytical - Label_NY_NP7200_6.25-4.5
5PB10800 | Box Inspection | Length | Default | 5.0938 | 5.1562 | in | FDA,5 |  | PDI Prevantics Antiseptic Swab 100ct Box | Analytical - Box_NY_0.018SBS_100_5.125-2.25-2.09375
5OP067BT | Box Inspection | Length | Default | 3.1488 | 3.2113 | in | FDA,5 |  | Ponds Original Fresh Twlts. 28ct - Canada | Analytical - Box_NY_0.016SBSC1S_300_3.18-2.1875-2.4375
8MQ55101 | Label Inspection | Length | TM141_TM143 | 6.1875 | 6.3125 | in | FDA,4 |  | PDI Super Sani Cloth 160ct. | Analytical - Label_NY_NP7200_6.25-4.5
8NB10800 | Label Inspection | Length | TM141_TM143 | 5.9375 | 6.0625 | in | FDA,4 |  | PDI Prevantics Swab Case Label | Analytical - Label_NY_NP7030_6-5
8NS40750 | Label Inspection | Length | TM141_TM143 | 5.9375 | 6.0625 | in | FDA,4 |  | PDI Prevantics Swabstick Case Label | Analytical - Label_NY_NP7030_6-5
8NS41950 | Label Inspection | Length | TM141_TM143 | 5.9375 | 6.0625 | in | FDA,4 |  | PDI Prevantics Maxi Swabstick Case Label | Analytical - Label_NY_NP7030_6-5
8OA407SI | Label Inspection | Length | TM141_TM143 | 1.3125 | 1.4375 | in | FDA,4 |  | Feminine Hygiene Solo Lid Inner Label | Analytical - Label_A10
8OB123CK | Label Inspection | Length | TM141_TM143 | 5.9375 | 6.0625 | in | FDA,4 |  | PDI Prevantics Device Swab Case label | Analytical - Label_NY_NP7030_6-5
8OD024CK | Label Inspection | Length | TM141_TM143 | 8.9375 | 9.0625 | in | FDA,4 |  | Wet Nap 24ct. Fresh Antibacterial Hand Wipes Cs. Lbl | Analytical - Label_NY_NP7030_9-2.625
8OD243CK | Label Inspection | Length | TM141_TM143 | 8.9375 | 9.0625 | in | FDA,4 |  | Wet-Nap Fresh Antibacterial Hand Wipes | Analytical - Label_NY_NP7030_9-2.625
8OH217UP | Label Inspection | Length | TM141_TM143 | 9.9375 | 10.0625 | in | FDA,4 |  | LBL SAFEWAY H.S. WPS. CS LBL | Analytical - Label_A25
8OH450CK | Label Inspection | Length | TM141_TM143 | 8.9375 | 9.0625 | in | FDA,4 |  | CVS Cleansing Cloths for Sensitive Skin | Analytical - Label_NY_NP7030_9-2.625
8OJ22750 | Label Inspection | Length | TM141_TM143 | 5.3125 | 5.4375 | in | FDA,4 |  | LBL PDI HYGEA MULTI PURPOSE NP9800 | Analytical - Label_A11
8OP03700 | Label Inspection | Length | TM141_TM143 | 85.4125 | 88.5875 | mm | FDA,4 |  | Simple Sensitive Skin Experts Cleans. Facial Wipes 25ct US | Analytical - Label_NY_NP9840_87-75
8OP06300 | Label Inspection | Length | TM141_TM143 | 85.4125 | 88.5875 | mm | FDA,4 |  | Simple Sensitive Skin Experts Cleans facial Wipes 25ct Canada | Analytical - Label_NY_NP9840_87-75
8OP065RSL | Label Inspection | Length | TM141_TM143 | 2.5625 | 2.6875 | in | FDA,4 |  | Ponds Evening Soothe Twlts. | Analytical - Label_NY_NP9995_2.625-3.375
8OP067RSL | Label Inspection | Length | TM141_TM143 | 2.5625 | 2.6875 | in | FDA,4 |  | Ponds Original Fresh Reseal. Label | Analytical - Label_NY_NP9995_2.625-3.375
8OP07200 | Label Inspection | Length | TM141_TM143 | 85.4125 | 88.5875 | mm | FDA,4 |  | Simple Sensitive Skin Experts Cleans. Facial Wipes 7ct Canada | Analytical - Label_NY_NP9840_87-75
8OP073RSL | Label Inspection | Length | TM141_TM143 | 2.5625 | 2.6875 | in | FDA,4 |  | Ponds Luminous Clean Twlts. | Analytical - Label_NY_NP9995_2.625-3.375
8OP081RSL | Label Inspection | Length | TM141_TM143 | 2.5625 | 2.6875 | in | FDA,4 |  | Ponds Original Fresh Twlts. | Analytical - Label_NY_NP9995_2.625-3.375
8OP08700 | Label Inspection | Length | TM141_TM143 | 3.3125 | 3.4375 | in | FDA,4 |  | Cetaphil Gentle Makeup Removing Wipes | Analytical - Label_NY_NP9800_3.375-2.625
8OP09100 | Label Inspection | Length | TM141_TM143 | 3.3125 | 3.4375 | in | FDA,4 |  | Cetaphil Gentle Makeup Removing Wipes | Analytical - Label_NY_NP9991_3.375-2.625
8OP09300 | Label Inspection | Length | TM141_TM143 | 2.4875 | 2.6125 | in | FDA,4 |  | Noxzema Ultimate Clear Anti-Blemish Pads -Front | Analytical - Label_NY_NP7110_2.55-3
8OP09301 | Label Inspection | Length | TM141_TM143 | 2.4875 | 2.6125 | in | FDA,4 |  | Noxzema Ultimate Clear Anti-Blemish Pads -Back | Analytical - Label_NY_NP7110_2.55-5
5QB114IS | Box Inspection | Length | Default | 2.4688 | 2.5312 | in | FDA,5 |  | PDI Prevantics Swab Insert | Analytical - Box_NY_NA50#_402_2.5-3.25
5BH59200 | Box Inspection | Length | Default | 6.2188 | 6.2812 | in | FDA,5 |  | Sani-Cloth AF3 | Analytical - Box_NY_0.020SBS_127_6.25-2.5625-4.625
8OP19500 | Label Inspection | Length | TM141_TM143 | 85.4125 | 88.5875 | mm | FDA,4 |  | Simple Sensitive Skin Experts Micellar Cleansing Wipes 25ct | Analytical - Label_NY_NP9840_87-75
8OP205RSL | Label Inspection | Length | TM141_TM143 | 2.5625 | 2.6875 | in | FDA,4 |  | Ponds Exfoliating Renewal Twlts. | Analytical - Label_NY_NP9995_2.625-3.375
8OP214RSL | Label Inspection | Length | TM141_TM143 | 3.3125 | 3.4375 | in | FDA,4 |  | Proactiv Cleansing Wipes 25ct. | Analytical - Label_NY_NP9991_3.375-2.625
8OP223RSL | Label Inspection | Length | TM141_TM143 | 85.4125 | 88.5875 | mm | FDA,4 |  | Simple Sensitive Skin Experts Cleans. Facial Wipes 25ct | Analytical - Label_NY_NP9840_87-75
8OP227RSL | Label Inspection | Length | TM141_TM143 | 2.5625 | 2.6875 | in | FDA,4 |  | LBL Rigid L' Oreal CCL NP9997 | Analytical - Label_NY_NP9997_2.625-3.375
8OP22900RF | Label Inspection | Length | TM141_TM143 | 76.4125 | 79.5875 | mm | FDA,4 |  | Neutrogena Naturals Purifying Makeup Remover | Analytical - Label_NY_NP98371_78-61
8OP24200 | Label Inspection | Length | TM141_TM143 | 5.75 | 5.875 | in | FDA,4 |  | Sani-Cloth Prime Extra Large Wipe | Analytical - Label_NY_NP7200_5.8125-6.5
8OP24201 | Label Inspection | Length | TM141_TM143 | 5.75 | 5.875 | in | FDA,4 |  | Sani-Cloth Prime Extra Large Wipe | Analytical - Label_NY_NP7200_5.8125-6.5
8OP25301 | Label Inspection | Length | TM141_TM143 | 6.1875 | 6.3125 | in | FDA,4 |  | PDI Sani Cloth Prime Back Label | Analytical - Label_NY_NP7200_6.25-4
8OP25700 | Label Inspection | Length | TM141_TM143 | 5.5 | 5.625 | in | FDA,4 |  | PDI Sani Cloth Bleach 65ct. | Analytical - Label_A41
8OP25701 | Label Inspection | Length | TM141_TM143 | 5.5 | 5.625 | in | FDA,4 |  | PDI Sani Cloth Bleach 65ct. | Analytical - Label_A41
8OP260RSL | Label Inspection | Length | TM141_TM143 | 3.3125 | 3.4375 | in | FDA,4 |  | Avon ANEW Clean Facial Cleans. Wipes Reseal. | Analytical - Label_NY_NP7700_3.375-2.3437
8OP26300 | Label Inspection | Length | TM141_TM143 | 6.4375 | 6.5625 | in | FDA,4 |  | Ecolab Eco-Wipe Duo | Analytical - Label_NY_NP7200_6.5-5.8125
8OP26301 | Label Inspection | Length | TM141_TM143 | 6.4375 | 6.5625 | in | FDA,4 |  | Ecolab Eco-Wipe Duo | Analytical - Label_NY_NP7200_6.5-5.8125
8OP263CK | Label Inspection | Length | TM141_TM143 | 8.4375 | 8.5625 | in | FDA,4 |  | Ecolab Eco-Wipe Duo Case Label | Analytical - Label_NY_NP7030_8.5-6.5
8OP27200 | Label Inspection | Length | TM141_TM143 | 5.75 | 5.875 | in | FDA,4 |  | Eco-Wipe Duo | Analytical - Label_NY_NP7200_5.8125-6.5
8OP27201 | Label Inspection | Length | TM141_TM143 | 5.75 | 5.875 | in | FDA,4 |  | Eco-Wipe Duo | Analytical - Label_NY_NP7200_5.8125-6.5
8OP29400 | Label Inspection | Length | TM141_TM143 | 6.4375 | 6.5625 | in | FDA,4 |  | Ecolab Eco-Wipe Duo | Analytical - Label_NY_NP7200_6.5-5.8125
8OP29401 | Label Inspection | Length | TM141_TM143 | 6.4375 | 6.5625 | in | FDA,4 |  | Ecolab Eco-Wipe Duo | Analytical - Label_NY_NP7200_6.5-5.8125
8OP294CK | Label Inspection | Length | TM141_TM143 | 8.4375 | 8.5625 | in | FDA,4 |  | Ecolab Eco-Wipe Duo Case Label | Analytical - Label_NY_NP7030_8.5-6.5
8OP308SIRF | Label Inspection | Length | TM141_TM143 | 1.9375 | 2.0625 | in | FDA,4 |  | Remove Completely Label | Analytical - Label_NY_NP9300_2-1.375
5AU50010 | Box Inspection | Length | Default | 2.9062 | 2.9688 | in | FDA,5 |  | CVS Health Medicated Wipes to Go 10ct Box | Analytical - Box_NY_0.016SBS_124_2.9375-1.875-3.8125
5FH07050 | Box Inspection | Length | Default | 6.0938 | 6.1562 | in | FDA,5 |  | EZ EM Mammo Wipes | Analytical - Box_NY_0.020SBS_125_6.125-2.4375-6.015625
8OP47101 | Label Inspection | Length | TM141_TM143 | 6.4375 | 6.5625 | in | FDA,4 |  | Sani Professional Sani-Hands 300ct | Analytical - Label_NY_NP7200_6.5-5.8125
8OP56700 | Label Inspection | Length | TM141_TM143 | 5.75 | 5.875 | in | FDA,4 |  | Sani Professional No Rinse Sanitizing Multi-Surface Wipes | Analytical - Label_NY_NP7200_5.8125-6.5
8OP585SIRF | Label Inspection | Length | TM141_TM143 | 1.3125 | 1.4375 | in | FDA,4 |  | Remove Completely Label | Analytical - Label_NY_NP9300_1.375-2
8OP587RSL | Label Inspection | Length | TM141_TM143 | 3.3125 | 3.4375 | in | FDA,4 |  | Proactiv Cleansing Wipes 25ct. | Analytical - Label_NY_NP9991_3.375-2.625
8OP63000RF | Label Inspection | Length | TM141_TM143 | 83.4125 | 86.5875 | mm | FDA,4 |  | Aveeno Positively Radiant Make-up Removing Wipes | Analytical - Label_NY_NP9837_85-73
8OP80600RF | Label Inspection | Length | TM141_TM143 | 83.4125 | 86.5875 | mm | FDA,4 |  | Clean & Clear Night Relaxing All-in-one Cleansing Wipes | Analytical - Label_NY_NP9837_85-73
8OU130CK | Label Inspection | Length | TM141_TM143 | 8.9375 | 9.0625 | in | FDA,4 |  | Grime Boss Original Citrus 1ct. | Analytical - Label_NY_NP7030_9-2.625
8OU372CK | Label Inspection | Length | TM141_TM143 | 8.9375 | 9.0625 | in | FDA,4 |  | Harmon 20ct MTT Single Packets Case Label | Analytical - Label_NY_NP7030_9-2.625
8OX351CK | Label Inspection | Length | TM141_TM143 | 4.9375 | 5.0625 | in | FDA,4 |  | Prevantics -OR Tri-Fold IFU | Analytical - Label_NY_50#W_5_4
8OX461CK | Label Inspection | Length | TM141_TM143 | 4.9375 | 5.0625 | in | FDA,4 |  | Prevantics -OR Bi-Fold IFU | Analytical - Label_NY_50#W_5_4
8OX465CK | Label Inspection | Length | TM141_TM143 | 4.9375 | 5.0625 | in | FDA,4 |  | Prevantics-OR Bi-Fold IFU | Analytical - Label_NY_50#W_5_4
8OX510CK | Label Inspection | Length | TM141_TM143 | 4.9375 | 5.0625 | in | FDA,4 |  | Prevantics-OR Tri-Fold IFU | Analytical - Label_NY_50#W_5_4
8QB11400 | Label Inspection | Length | TM141_TM143 | 5.9375 | 6.0625 | in | FDA,4 |  | PDI Prevantics Swab Case Label | Analytical - Label_NY_NP7030_6-5
8RB11400 | Label Inspection | Length | TM141_TM143 | 5.9375 | 6.0625 | in | FDA,4 |  | PDI Prevantics Swab Case Label | Analytical - Label_NY_NP7030_6-5
8RS32450 | Label Inspection | Length | TM141_TM143 | 5.9375 | 6.0625 | in | FDA,4 |  | PDI Prevantics Swabstick Case Label | Analytical - Label_NY_NP7030_6-5
8RS428CK | Label Inspection | Length | TM141_TM143 | 5.9375 | 6.0625 | in | FDA,4 |  | PDI Prevantics Swabstick Case Label | Analytical - Label_NY_NP7030_6-5
8SS27350 | Label Inspection | Length | TM141_TM143 | 5.9375 | 6.0625 | in | FDA,4 |  | PDI Prevantics Maxi Swabstick Case Label | Analytical - Label_NY_NP7030_6-5
2OQ850X | Shipper Inspection | Length I.D. | TM141_TM143 | 12.3125 | 12.5625 | in | FDA,4 |  | Canister - Extra Large, Ribbed, White | Analytical - SHIP_NY_32K_100_12.4375-5.4375-4.1875
6AA34724 | Shipper Inspection | Length I.D. | TM141_TM143 | 8.0625 | 8.4375 | in | FDA,4 |  | Summer's Eve Fresh Cycle Cleansing Cloths | Analytical - SHIP_NY_32K_100_8.25-7-6.25
6AA617S96 | Shipper Inspection | Length I.D. | TM141_TM143 | 12.5625 | 12.9375 | in | FDA,4 |  | Prep H 96ct Shipper | Analytical - SHIP_NY_44K_100_12.75-11.625-7.875
6AA632TY | Shipper Inspection | Length I.D. | TM141_TM143 | 18.375 | 18.625 | in | FDA,4 |  | Preparation H 180ct Tray | Analytical - SHIP_NY_44K_231_18.5-7.375-14
6AA709S48 | Shipper Inspection | Length I.D. | TM141_TM143 | 14.8125 | 15.1875 | in | FDA,4 |  | Preparation H for Women Shipper | Analytical - SHIP_NY_40K_100_15-11-6.125
6AA73530 | Shipper Inspection | Length I.D. | TM141_TM143 | 9.8125 | 10.1875 | in | FDA,4 |  | Baby Dove Wipes Sensitive Moisture Shipper | Analytical - SHIP_NY_32K_100_10-8.375-8.25
6AA76930 | Shipper Inspection | Length I.D. | TM141_TM143 | 8.875 | 9.125 | in | FDA,4 |  | Baby Dove Wipes Rich Moisture Shipper | Analytical - SHIP_NY_44K_100_9-9-4.75
6AA88230 | Shipper Inspection | Length I.D. | TM141_TM143 | 8.875 | 9.125 | in | FDA,4 |  | Baby Dove Wipes Sensitive Moisture Shipper | Analytical - SHIP_NY_44K_100_9-9-4.75
6AA91130 | Shipper Inspection | Length I.D. | TM141_TM143 | 9.8125 | 10.1875 | in | FDA,4 |  | Baby Dove Wipes Rich Moisture Shipper | Analytical - SHIP_NY_32K_100_10-8.375-8.25
6AA92230 | Shipper Inspection | Length I.D. | TM141_TM143 | 9.8125 | 10.1875 | in | FDA,4 |  | Baby Dove Wipes Sensitive Moisture Shipper | Analytical - SHIP_NY_32K_100_10-8.375-8.25
6AB16400 | Shipper Inspection | Length I.D. | TM141_TM143 | 15.8125 | 16.1875 | in | FDA,4 |  | PDI Adhesive Tape Remover | Analytical - SHIP_NY_32K_100_16-4.25-5.125
6AD11055 | Shipper Inspection | Length I.D. | TM141_TM143 | 10.4375 | 10.8125 | in | FDA,4 |  | COR WET NAP/BULK 32 ECT | Analytical - SHIP_NY_32K_100_10.625-6.375-11.25
6AD41900 | Shipper Inspection | Length I.D. | TM141_TM143 | 13.0625 | 13.4375 | in | FDA,4 |  | PDI Castile Soap Towelette Shipper | Analytical - SHIP_NY_32K_100_13.25-12-6.125
6AD43600 | Shipper Inspection | Length I.D. | TM141_TM143 | 13.0625 | 13.4375 | in | FDA,4 |  | PDI Sani-Hands Shipper | Analytical - SHIP_NY_32K_100_13.25-12-6.125
6AH58195 | Shipper Inspection | Length I.D. | TM141_TM143 | 13.25 | 13.625 | in | FDA,4 |  | PDI Sani Cloth Bleach Shipper | Analytical - SHIP_NY_32K_100_13.4375-6.25-9.6875
6AJ19025 | Shipper Inspection | Length I.D. | TM141_TM143 | 11.8125 | 12.1875 | in | FDA,4 |  | Cetaphil - Asia 25ct Shipper | Analytical - SHIP_NY_32K_100_12-7.25-6.75
6AM30472 | Shipper Inspection | Length I.D. | TM141_TM143 | 15.3125 | 15.6875 | in | FDA,4 |  | Sani Professional No-Rinse Sanitizing Multi-Surface Wipes | Analytical - SHIP_NY_44K_100_15.5-9-12
6AM70172 | Shipper Inspection | Length I.D. | TM141_TM143 | 15.3125 | 15.6875 | in | FDA,4 |  | Sani Professional No-Rinse Sanitizing Multi-Surface Wipes | Analytical - SHIP_NY_44K_100_15.5-9-12
6AP06325 | Shipper Inspection | Length I.D. | TM141_TM143 | 12.3125 | 12.5625 | in | FDA,4 |  | Simple Kind To Skin Facial 25ct Shipper | Analytical - SHIP_NY_32K_100_12.4375-5.4375-4.1875
6AP06528 | Shipper Inspection | Length I.D. | TM141_TM143 | 13.0625 | 13.4375 | in | FDA,4 |  | Ponds Evening Soothe 28ct Shipper | Analytical - SHIP_NY_32K_100_13.25-7.75-5.75
6AP06550 | Shipper Inspection | Length I.D. | TM141_TM143 | 17.25 | 17.5 | in | FDA,4 |  | Pond's Moisture Clean Twlts. Evening Soothe | Analytical - SHIP_NY_32K_100_17.375-12.0625-10.5
6AP06728 | Shipper Inspection | Length I.D. | TM141_TM143 | 6.9375 | 7.3125 | in | FDA,4 |  | Ponds Original Fresh 28ct Shipper - Canada | Analytical - SHIP_NY_32K_100_7.125-7-6.0625
6AP07207 | Shipper Inspection | Length I.D. | TM141_TM143 | 12.9375 | 13.0625 | in | FDA,4 |  | 6AP07207 | Analytical-Simple Kind To Skin facial 7ct Shipper Canada
6AP07328 | Shipper Inspection | Length I.D. | TM141_TM143 | 13.0625 | 13.4375 | in | FDA,4 |  | Ponds Luminous Clean USA 28ct Shipper | Analytical - SHIP_NY_32K_100_13.25-7.75-5.75
6AP08128 | Shipper Inspection | Length I.D. | TM141_TM143 | 13.0625 | 13.4375 | in | FDA,4 |  | Ponds Original Fresh 28ct Shipper | Analytical - SHIP_NY_32K_100_13.25-7.75-5.75
6AP08150 | Shipper Inspection | Length I.D. | TM141_TM143 | 17.25 | 17.5 | in | FDA,4 |  | Pond's Moisture Clean Twlts. Original Fresh | Analytical - SHIP_NY_32K_100_17.375-12.0625-10.5
6AP09215 | Shipper Inspection | Length I.D. | TM141_TM143 | 13.25 | 13.625 | in | FDA,4 |  | Ponds Original Fresh 15ct Shipper | Analytical - SHIP_NY_32K_100_13.4375-9.25-5.75
6AP09384 | Shipper Inspection | Length I.D. | TM141_TM143 | 8.375 | 8.625 | in | FDA,4 |  | Noxzema Anti-Blemish Pads 90ct Shipper | Analytical - SHIP_NY_32K_100_8.5-5.75-3.6875
6AP09384 | Shipper Inspection | Length I.D. | TM141_TM143 | 8.375 | 8.625 | in | FDA,4 |  | Noxzema Anti-Blemish Pads 90ct Shipper | Analytical - Shipper_NY_Skip lot testing
6AP11325 | Shipper Inspection | Length I.D. | TM141_TM143 | 10.4375 | 10.8125 | in | FDA,4 |  | Garnier Skin Active MUR Shipper | Analytical - Shipper_NY_Skip lot testing
6AP11325 | Shipper Inspection | Length I.D. | TM141_TM143 | 10.4375 | 10.8125 | in | FDA,4 |  | Garnier Skin Active MUR Shipper | Analytical - SHIP_NY_44K_100_10.625-9.75-7.75
6AP13472 | Shipper Inspection | Length I.D. | TM141_TM143 | 16.125 | 16.5 | in | FDA,4 |  | PDI Sani-Hands Shipper | Analytical - SHIP_NY_32K_100_16.3125-12.25-7.5625
6AP15984 | Shipper Inspection | Length I.D. | TM141_TM143 | 15.0625 | 15.4375 | in | FDA,4 |  | PDI Sani-Hands Shipper | Analytical - SHIP_NY_44K_100_15.25-10.375-7.6875
6AP19525 | Shipper Inspection | Length I.D. | TM141_TM143 | 12.25 | 12.625 | in | FDA,4 |  | Simple Kind To Skin Facial Shipper | Analytical - SHIP_NY_32K_100_12.4375-5.4375-4.1875
6AP20528 | Shipper Inspection | Length I.D. | TM141_TM143 | 13.0625 | 13.4375 | in | FDA,4 |  | Ponds Exfoliating Renewal 28ct Shipper | Analytical - SHIP_NY_32K_100_13.25-7.75-5.75
6AP22325 | Shipper Inspection | Length I.D. | TM141_TM143 | 12.25 | 12.625 | in | FDA,4 |  | Simple Kind To Skin Facial Shipper | Analytical - SHIP_NY_32K_100_12.4375-5.4375-4.1875
6AP22907 | Shipper Inspection | Length I.D. | TM141_TM143 | 8.375 | 8.75 | in | FDA,4 |  | Neutrogena Naturals Shipper | Analytical - SHIP_NY_32K_100_8.5625-7.8125-6.4375
6AP23025 | Shipper Inspection | Length I.D. | TM141_TM143 | 11.0625 | 11.4375 | in | FDA,4 |  | Neutrogena Naturals Shipper | Analytical - SHIP_NY_32K_100_11.25-5.8125-4.3125
6AP24284 | Shipper Inspection | Length I.D. | TM141_TM143 | 15.1875 | 15.5625 | in | FDA,4 |  | Sani-Cloth Prime Extra Large Wipe | Analytical - SHIP_NY_40K_100_15.375-10.5625-9.625
6AP24372 | Shipper Inspection | Length I.D. | TM141_TM143 | 15.0625 | 15.4375 | in | FDA,4 |  | PDI Sani-Cloth Bleach Shipper | Analytical - SHIP_NY_44K_100_15.25-10.375-15.4375
6AP24684 | Shipper Inspection | Length I.D. | TM141_TM143 | 15.1875 | 15.5625 | in | FDA,4 |  | PDI Sani-Cloth Bleach Extra large Shipper | Analytical - SHIP_NY_40K_100_15.375-10.5625-9.625
6AP25372 | Shipper Inspection | Length I.D. | TM141_TM143 | 15.0625 | 15.4375 | in | FDA,4 |  | PDI Sani-Cloth Prime Shipper | Analytical - SHIP_NY_44K_100_15.25-10.375-15.4375
6AP25784 | Shipper Inspection | Length I.D. | TM141_TM143 | 15.1875 | 15.5625 | in | FDA,4 |  | PDI Sani Cloth Bleach Shipper | Analytical - Shipper_NY_Skip lot testing
6AP27284 | Shipper Inspection | Length I.D. | TM141_TM143 | 15.1875 | 15.5625 | in | FDA,4 |  | Eco-Wipe Duo | Analytical - SHIP_NY_44K_100_15.375-10.5625-9.625
6AP30895 | Shipper Inspection | Length I.D. | TM141_TM143 | 12.3125 | 12.6875 | in | FDA,4 |  | Aveeno Make-Up Remover Shipper | Analytical - SHIP_32_1BI
6AP32825 | Shipper Inspection | Length I.D. | TM141_TM143 | 11.0625 | 11.4375 | in | FDA,4 |  | Neutrogena Shipper | Analytical - SHIP_32_1P
6AP56784 | Shipper Inspection | Length I.D. | TM141_TM143 | 15.1875 | 15.5625 | in | FDA,4 |  | Sani Professional No Rinse Sanitizing Multi Surface Wipes | Analytical - SHIP_NY_44K_100_15.375-10.5625-9.625
6AP63025 | Shipper Inspection | Length I.D. | TM141_TM143 | 11.0625 | 11.4375 | in | FDA,4 |  | Aveeno Positively Radiant - Shipper | Analytical - SHIP_NY_32K_100_11.25-5.8125-4.3125
6AP64525 | Shipper Inspection | Length I.D. | TM141_TM143 | 11.0625 | 11.4375 | in | FDA,4 |  | Aveeno Positively Radiant | Analytical - SHIP_NY_32K_100_11.25-5.8125-4.3125
6AP71310 | Shipper Inspection | Length I.D. | TM141_TM143 | 18.6875 | 19.0625 | in | FDA,4 |  | Cetaphil 10ct Unprinted Shipper | Analytical - SHIP_NY_44K_100_18.875-11.625-9
6AP80625 | Shipper Inspection | Length I.D. | TM141_TM143 | 11.0625 | 11.4375 | in | FDA,4 |  | Clean & Clear Night Relaxing Shipper | Analytical - SHIP_NY_32K_100_11.25-5.8125-8.625
6AQ76584 | Shipper Inspection | Length I.D. | TM141_TM143 | 15.0625 | 15.4375 | in | FDA,4 |  | PDI Sani-Hands Shipper - Canada | Analytical - SHIP_NY_44K_100_15.25-10.375-7.6875
6AS27350 | Shipper Inspection | Length I.D. | TM141_TM143 | 15.1875 | 15.5625 | in | FDA,4 |  | COR CHLORASCRUB SWAB BULK | Analytical - SHIP_44_2O
6AS27350 | Shipper Inspection | Length I.D. | TM141_TM143 | 15.1875 | 15.5625 | in | FDA,4 |  | COR CHLORASCRUB SWAB BULK | Analytical - Shipper_NY_Skip lot testing
6AS40750 | Shipper Inspection | Length I.D. | TM141_TM143 | 15.4375 | 15.8125 | in | FDA,4 |  | COR CHLORASCRUB SWABSTICK | Analytical - SHIP_32_1AP
6AS41950 | Shipper Inspection | Length I.D. | TM141_TM143 | 20.9375 | 21.3125 | in | FDA,4 |  | COR CHLORASCRUB MAXI SWABSTICK | Analytical - SHIP_40_1O
6AU12310 | Shipper Inspection | Length I.D. | TM141_TM143 | 11.8125 | 12.1875 | in | FDA,4 |  | COR PREP-H 10CT SINGLE SK17132 | Analytical - SHIP_32_1U
6AU130TY | Shipper Inspection | Length I.D. | TM141_TM143 | 6.375 | 6.625 | in | FDA,4 |  | Grime Boss Heavy Duty Wipes | Analytical - SHIP_NY_32White_203_6.5-9.625-4.5
6AU25206 | Shipper Inspection | Length I.D. | TM141_TM143 | 11.0625 | 11.4375 | in | FDA,4 |  | L 'Oreal Paris Sublime Bronze Self Tan Twlts | Analytical - SHIP_NY_32K_100_11.25-8.4375-4.5625
6AU53601 | Shipper Inspection | Length I.D. | TM141_TM143 | 11.625 | 12 | in | FDA,4 |  | Cetaphil Gentle Skin Cleans. Cloths Shipper | Analytical - SHIP_NY_32K_100_11.8125-9.375-8.5
6AU56400 | Shipper Inspection | Length I.D. | TM141_TM143 | 11.5625 | 11.9375 | in | FDA,4 |  | Summer's Eve Fresh Cycle Cleansing Cloths | Analytical - SHIP_NY_32K_100_11.75-9.625-7.688
6AU57314 | Shipper Inspection | Length I.D. | TM141_TM143 | 7.5625 | 7.9375 | in | FDA,4 |  | Summer's Eve Fresh Cycle Cleansing Cloths | Analytical - SHIP_NY_32K_100_7.75-6.25-8.25
6AU71230 | Shipper Inspection | Length I.D. | TM141_TM143 | 9.3755 | 9.7505 | in | FDA,4 |  | Preparation H Rapid Relief Totables w/Lidocaine | Analytical - SHIP_NY_32K_100_9.563-9.188-7.75
6BA709SWN | Shipper Inspection | Length I.D. | TM141_TM143 | 14.5625 | 14.9375 | in | FDA,4 |  | Preparation H for Women Shipper | Analytical - SHIP_NY_40K_100_14.75-9.375-6.125
6BB10800 | Shipper Inspection | Length I.D. | TM141_TM143 | 11.6875 | 12.0625 | in | FDA,4 |  | COR CHLORASCRUB SWAB SHIPPER | Analytical - SHIP_32_1S
6BH59200 | Shipper Inspection | Length I.D. | TM141_TM143 | 13.25 | 13.625 | in | FDA,4 |  | Sani-Cloth AF3 Shipper | Analytical - SHIP_NY_32K_100_13.4375-6.25-9.6875
6BP21195 | Shipper Inspection | Length I.D. | TM141_TM143 | 14.1875 | 14.5625 | in | FDA,4 |  | Neutrogena Shipper | Analytical - SHIP_NY_44K_100_14.375-12.1875-9.25
6BP25372 | Shipper Inspection | Length I.D. | TM141_TM143 | 15 | 15.375 | in | FDA,4 |  | PDI Sani Cloth prime Shipper | Analytical - SHIP_NY_44K_100_15.1875-10.1875-15.1875
6BP28425 | Shipper Inspection | Length I.D. | TM141_TM143 | 11.0625 | 11.4375 | in | FDA,4 |  | Neutrogena Shipper | Analytical - SHIP_32_1P
6BP30895 | Shipper Inspection | Length I.D. | TM141_TM143 | 12.3125 | 12.6875 | in | FDA,4 |  | Aveeno Make-Up Remover Shipper | Analytical - SHIP_NY_32K_100_12.5-7.25-7.875
6BP54072 | Shipper Inspection | Length I.D. | TM141_TM143 | 15.0625 | 15.4375 | in | FDA,4 |  | PDI Sani Cloth Bleach Shipper | Analytical - SHIP_44_2L
6BU13195 | Shipper Inspection | Length I.D. | TM141_TM143 | 13.4375 | 13.8125 | in | FDA,4 |  | PDI Sani-Cloth Prime Shipper | Analytical - SHIP_NY_32K_100_13.625-4.5-12.25
6BU25206 | Shipper Inspection | Length I.D. | TM141_TM143 | 11.125 | 11.5 | in | FDA,4 |  | L 'Oreal Paris Sublime Bronze Self Tan Twlts | Analytical - SHIP_NY_32K_100_11.3125-8.4375-4.625
6BU27500 | Shipper Inspection | Length I.D. | TM141_TM143 | 13.4375 | 13.8125 | in | FDA,4 |  | PDI Sani-Cloth AF3 Shipper | Analytical - SHIP_NY_32K_100_13.625-4.5-12.25
6CA972CK | Shipper Inspection | Length I.D. | TM141_TM143 | 17.8125 | 18.1875 | in | FDA,4 |  | Sani Pro. - Table Turners Cleaning Multi-Surface | Analytical - SHIP_NY_44K_100_18-8.25-10.25
6CJ21396 | Shipper Inspection | Length I.D. | TM141_TM143 | 16.4375 | 16.8125 | in | FDA,4 |  | Hygea Multi-Purpose Washcloths | Analytical - SHIP_NY_44K_100_16.625-9.375-7
6CP02724 | Shipper Inspection | Length I.D. | TM141_TM143 | 10.8125 | 11.1875 | in | FDA,4 |  | Neutrogena Shipper | Analytical - SHIP_NY_32K_100_11-5.8125-4.0625
6CP22884 | Shipper Inspection | Length I.D. | TM141_TM143 | 15.1875 | 15.5625 | in | FDA,4 |  | Sani Professional Sani-Cloth Disinfecting Wipes | Analytical - SHIP_NY_44K_100_15.375-10.5625-9.625
6CP33724 | Shipper Inspection | Length I.D. | TM141_TM143 | 10.8125 | 11.1875 | in | FDA,4 |  | Neutrogena Shipper | Analytical - SHIP_NY_32K_100_11-5.8125-4.0625
6CP60125 | Shipper Inspection | Length I.D. | TM141_TM143 | 11.0625 | 11.4375 | in | FDA,4 |  | COR NEUT HYDRA CLN CLTH 32ECT 11.25x5.8125x4.31285 | Analytical - SHIP_32_1P
6DC22370 | Shipper Inspection | Length I.D. | TM141_TM143 | 10.9375 | 11.3125 | in | FDA,4 |  | PDI Hygea Sterile Saline Wipe | Analytical - SHIP_NY_32K_100_11.125-6.375-10.375
6DD33333 | Shipper Inspection | Length I.D. | TM141_TM143 | 20.8125 | 21.1875 | in | FDA,4 |  | Sani Professional Sani Hands Shipper | Analytical - SHIP_NY_44K_100_21-12.5-10.5
6DD72400 | Shipper Inspection | Length I.D. | TM141_TM143 | 13.0625 | 13.4375 | in | FDA,4 |  | PDI Sani Hands Instant Hand Sanitizing Wipes | Analytical - SHIP_NY_32K_100_13.25-12-6.125
6DD74800 | Shipper Inspection | Length I.D. | TM141_TM143 | 13.0625 | 13.4375 | in | FDA,4 |  | PDI Obstetrical Towelette | Analytical - SHIP_NY_32K_100_13.25-12-6.125
6DP13872 | Shipper Inspection | Length I.D. | TM141_TM143 | 15 | 15.375 | in | FDA,4 |  | PDI Sani Cloth AF3 Shipper | Analytical - SHIP_NY_44K_100_15.1875-10.1875-15.1875
6DP63884 | Shipper Inspection | Length I.D. | TM141_TM143 | 15.1875 | 15.5625 | in | FDA,4 |  | PDI Sani Cloth AF3 Shipper | Analytical - Shipper_NY_Skip lot testing
6DP63884 | Shipper Inspection | Length I.D. | TM141_TM143 | 15.1875 | 15.5625 | in | FDA,4 |  | PDI Sani Cloth AF3 Shipper | Analytical - SHIP_NY_44K_100_15.375-10.5625-9.625
6EP44584 | Shipper Inspection | Length I.D. | TM141_TM143 | 15 | 15.375 | in | FDA,4 |  | Sani Professional - Sani Hands Antibac. Wipes. | Analytical - SHIP_NY_32K_100_15.1875-10.1875-9.625
6FB71200 | Shipper Inspection | Length I.D. | TM141_TM143 | 14.4375 | 14.8125 | in | FDA,4 |  | PDI Nail Polish Remover Pad | Analytical - SHIP_NY_32K_102_14.625-6.375-5
6FJ14108 | Shipper Inspection | Length I.D. | TM141_TM143 | 16.4375 | 16.8125 | in | FDA,4 |  | Hygea Multi Purpose Washcloth Shipper | Analytical - SHIP_NY_44K_100_16.625-8.625-7
6FJ14143 | Shipper Inspection | Length I.D. | TM141_TM143 | 16.3125 | 16.6875 | in | FDA,4 |  | Hygea Premium Multi-Purpose Washcloth | Analytical - SHIP_NY_44K_100_16.5-10.875-5.5
6FP43572 | Shipper Inspection | Length I.D. | TM141_TM143 | 16.125 | 16.5 | in | FDA,4 |  | Sani Professional Sani Hands Shipper | Analytical - SHIP_NY_32K_100_16.3125-12.25-7.5625
6FP92084 | Shipper Inspection | Length I.D. | TM141_TM143 | 15.1875 | 15.5625 | in | FDA,4 |  | Sani Professional Sani-Hands Shipper | Analytical - SHIP_NY_40K_100_15.375-10.5625-9.625
6GB10300 | Shipper Inspection | Length I.D. | TM141_TM143 | 14.4375 | 14.8125 | in | FDA,4 |  | PDI CHG / Isopropyl Alcohol Shipper | Analytical - SHIP_NY_32K_100_14.625-6.375-5
6GD35185 | Shipper Inspection | Length I.D. | TM141_TM143 | 13.0625 | 13.4375 | in | FDA,4 |  | Hygea BZK Shipper | Analytical - SHIP_NY_32K_100_13.25-12-12.4375
6GS48450 | Shipper Inspection | Length I.D. | TM141_TM143 | 16.9375 | 17.3125 | in | FDA,4 |  | PDI CHG Swab shipper | Analytical - SHIP_NY_29K_100_17.125-6.6875-11.75
6HB60307 | Shipper Inspection | Length I.D. | TM141_TM143 | 16.3125 | 16.6875 | in | FDA,4 |  | PDI Alcohol Prep Pad Shipper | Analytical - SHIP_NY_40K_100_16.5-12.3125-6.1875
6HC69900 | Shipper Inspection | Length I.D. | TM141_TM143 | 15.5625 | 15.9375 | in | FDA,4 |  | PDI Alcohol Prep Pad Shipper | Analytical - SHIP_NY_32K_100_15.75-8.625-5.1875
6HH04082 | Shipper Inspection | Length I.D. | TM141_TM143 | 13.25 | 13.625 | in | FDA,4 |  | PDI Super Sani Cloth Germicidal Disposable Wipe | Analytical - SHIP_NY_32K_100_13.4375-6.25-9.6875
6HQ08472 | Shipper Inspection | Length I.D. | TM141_TM143 | 15.0625 | 15.4375 | in | FDA,4 |  | COR SANI HB 160CT 44ECT/33# | Analytical - SHIP_44_2L
6JA580FW | Shipper Inspection | Length I.D. | TM141_TM143 | 16.5625 | 16.9375 | in | FDA,4 |  | Sani Pro. - Table Turners Cleaning Shipper | Analytical - SHIP_NY_44K_100_16.750-8.125-10.750
6JQ08472 | Shipper Inspection | Length I.D. | TM141_TM143 | 15 | 15.375 | in | FDA,4 |  | PDI Sani Cloth HB Shipper | Analytical - SHIP_NY_44K_100_15.1875-10.1875-15.1875
6KQ50772 | Shipper Inspection | Length I.D. | TM141_TM143 | 15.0625 | 15.4375 | in | FDA,4 |  | Crosstex Sanitex Plus 160ct Shipper | Analytical - SHIP_NY_44K_100_15.25-10.375-15.4375
6KS41125 | Shipper Inspection | Length I.D. | TM141_TM143 | 16.9375 | 17.3125 | in | FDA,4 |  | PDI Povidone-Iodine Swabstick (3's) | Analytical - SHIP_NY_29K_100_17.125-6.6875-11.75
6LB40600 | Shipper Inspection | Length I.D. | TM141_TM143 | 12.1875 | 12.5625 | in | FDA,4 |  | Povidone Iodine Prep Pad Shipper | Analytical - SHIP_NY_29K_100_12.375-5.5-4.625
6LQ50772 | Shipper Inspection | Length I.D. | TM141_TM143 | 15 | 15.375 | in | FDA,4 |  | Crosstex Sanitex Plus Shipper | Analytical - SHIP_NY_44K_100_15.1875-10.1875-15.1875
6LQ85084 | Shipper Inspection | Length I.D. | TM141_TM143 | 15.1875 | 15.5625 | in | FDA,4 |  | PDI Sani Cloth Plus Shipper | Analytical - SHIP_NY_40K_100_15.375-10.5625-9.625
6LS41350 | Shipper Inspection | Length I.D. | TM141_TM143 | 16.9375 | 17.3125 | in | FDA,4 |  | PDI Povidone-Iodine Swabstick (1's) | Analytical - SHIP_NY_29K_100_17.125-6.6875-11.75
6LS82125 | Shipper Inspection | Length I.D. | TM141_TM143 | 16.9375 | 17.3125 | in | FDA,4 |  | PDI Povidone-Iodine Cleansing Scrub Swab | Analytical - SHIP_NY_29K_100_17.125-6.6875-11.75
6MS48050 | Shipper Inspection | Length I.D. | TM141_TM143 | 16.9375 | 17.3125 | in | FDA,4 |  | PDI Povidone-Iodine Cleansing Scrub Swab | Analytical - SHIP_NY_29K_100_17.125-6.6875-11.75
6MU87295 | Shipper Inspection | Length I.D. | TM141_TM143 | 13.4375 | 13.8125 | in | FDA,4 |  | PDI Super Sani Cloth Germicidal Disposable Wipe | Analytical - SHIP_NY_32K_100_13.625-4.5-12.25
6NQ86984 | Shipper Inspection | Length I.D. | TM141_TM143 | 15.1875 | 15.5625 | in | FDA,4 |  | Super Sani Cloth XL 65ct. Shipper | Analytical - SHIP_NY_44K_100_15.375-10.5625-9.625
6NQ86984 | Shipper Inspection | Length I.D. | TM141_TM143 | 15.1875 | 15.5625 | in | FDA,4 |  | Super Sani Cloth XL 65ct. Shipper | Analytical - Shipper_NY_Skip lot testing
6NQ89072 | Shipper Inspection | Length I.D. | TM141_TM143 | 15.0625 | 15.4375 | in | FDA,4 |  | PDI Sani Cloth Shipper 160ct | Analytical - SHIP_NY_44K_100_15.25-10.375-15.4375
6OA404S48 | Shipper Inspection | Length I.D. | TM141_TM143 | 15.4375 | 15.8125 | in | FDA,4 |  | Prep H Shipper | Analytical - SHIP_NY_44K_100_15.625-12.5-6.1875
6OA540S48 | Shipper Inspection | Length I.D. | TM141_TM143 | 11.6875 | 12.0625 | in | FDA,4 |  | Preparation H Medicated Wipes Shipper | Analytical - SHIP_NY_32K_100_11.875-7.75-12.625
6OA632S60 | Shipper Inspection | Length I.D. | TM141_TM143 | 19.1875 | 19.5625 | in | FDA,4 |  | Preparation H Shipper | Analytical - SHIP_NY_32K_150_19.375-8.25-14.125
6OB123ST | Shipper Inspection | Length I.D. | TM141_TM143 | 12.1875 | 12.5625 | in | FDA,4 |  | Prevantics Device Swab Strip Case Shipper | Analytical - SHIP_NY_32K_100_12.375-10.75-5.75
6OB31400 | Shipper Inspection | Length I.D. | TM141_TM143 | 14.4375 | 14.8125 | in | FDA,4 |  | CRU 14.625X6.375X5 200# | Analytical - SHIP_32_1AL
6OB389PD | Shipper Inspection | Length I.D. | TM141_TM143 | 14.3125 | 14.6875 | in | FDA,4 |  | PAD 14.5X6.25 ANY CHIP BRD | Analytical - Ship_NA_3A
6OC22324 | Shipper Inspection | Length I.D. | TM141_TM143 | 10.9375 | 11.3125 | in | FDA,4 |  | CRU 11.125X6.375X10.375 32ECT | Analytical - SHIP_32_1N
6OD01524 | Shipper Inspection | Length I.D. | TM141_TM143 | 8.0625 | 8.4375 | in | FDA,4 |  | Walmart Wet Nap Unprinted Shipper | Analytical - SHIP_NY_32K_100_8.25-6.25-4.6875
6OD13500A | Shipper Inspection | Length I.D. | TM141_TM143 | 13.0625 | 13.4375 | in | FDA,4 |  | CRU 13.25X12.0X6.125 32 ECT/26 | Analytical - SHIP_32_1AD
6OD36055 | Shipper Inspection | Length I.D. | TM141_TM143 | 10.4375 | 10.8125 | in | FDA,4 |  | Unprinted Shipper | Analytical - SHIP_NY_32K_102_10.625-6.375-11.25
6OH01224 | Shipper Inspection | Length I.D. | TM141_TM143 | 12.0625 | 12.4375 | in | FDA,4 |  | COR HAND SANI 24CT 32ECT | Analytical - Shipper_NY_Skip lot testing
6OH14324 | Shipper Inspection | Length I.D. | TM141_TM143 | 12.25 | 12.625 | in | FDA,4 |  | CRU SANI HANDS 24CT | Analytical - SHIP_32_1Y
6OH21112 | Shipper Inspection | Length I.D. | TM141_TM143 | 9.5625 | 9.9375 | in | FDA,4 |  | CRU CVS ANTIBAC 9.75 x 7.625 x 6.75=32 ECT/26MED | Analytical - SHIP_32_1F
6OH45016 | Shipper Inspection | Length I.D. | TM141_TM143 | 8.0625 | 8.4375 | in | FDA,4 |  | Individual Pack 16X Box 12x Case | Analytical - SHIP_NY_32K_100_8.25-6.875-7.375
6OK75595 | Shipper Inspection | Length I.D. | TM141_TM143 | 11.5625 | 11.9375 | in | FDA,4 |  | CRU 11.75X9.625X7.6875 32ECT | Analytical - SHIP_32_1R
6OM960CB | Shipper Inspection | Length I.D. | TM141_TM143 | 2.3125 | 2.6875 | in | FDA,4 |  | 2x60ct Grime Boss Costco Corner Board | Analytical - SHIP_NY_NA_200_2.5-2.5-33.75
6OP027LP | Shipper Inspection | Length I.D. | TM141_TM143 | 10.5625 | 10.9375 | in | FDA,4 |  | COR PAD NEUTROGENA ECT=32 | Analytical - SHIP_32_13A
6OP081LP | Shipper Inspection | Length I.D. | TM141_TM143 | 17.125 | 17.375 | in | FDA,3 |  | Layer Pad - Pond's 50ct WIP | Analytical - SHIP_NY_32NA_250_17.250-11.938
6OP34524 | Shipper Inspection | Length I.D. | TM141_TM143 | 13.3125 | 13.6875 | in | FDA,4 |  | CRU AVON UNPRINTED=44 ECT | Analytical - SHIP_44_2G
6OP75510 | Shipper Inspection | Length I.D. | TM141_TM143 | 15.1875 | 15.5625 | in | FDA,4 |  | Cetaphil Unprinted Shipper | Analytical - SHIP_NY_32K_100_15.375-11.5625-10.5625
6OQ22272 | Shipper Inspection | Length I.D. | TM141_TM143 | 15.0005 | 15.3755 | in | FDA,4 |  | 12ct Large Canister shipper | Analytical - SHIP_NY_44K_100_15.188-10.188-15.188
6OQ85984 | Shipper Inspection | Length I.D. | TM141_TM143 | 15.1875 | 15.5625 | in | FDA,4 |  | CRU SANI CLOTH | Analytical - SHIP_NY_44K_100_15.375-10.5625-9.625
6OS12350 | Shipper Inspection | Length I.D. | TM141_TM143 | 11.4375 | 11.8125 | in | FDA,4 |  | Betadine Solution Swabstick Shipper | Analytical - SHIP_NY_32K_100_11.625-6.5-5.938
6OS42850 | Shipper Inspection | Length I.D. | TM141_TM143 | 15.1875 | 15.5625 | in | FDA,4 |  | COR UN-PRINTED=44 ECT | Analytical - SHIP_44_2N
6OS45625 | Shipper Inspection | Length I.D. | TM141_TM143 | 6.6875 | 7.0625 | in | FDA,4 |  | Betadine Solution Swabstick Shipper | Analytical - SHIP_NY_32K_100_6.875-6.5-5.938
6OS46250 | Shipper Inspection | Length I.D. | TM141_TM143 | 16.9375 | 17.3125 | in | FDA,4 |  | CRU 17.125X6.6875X11.75 | Analytical - SHIP_29_1J
6OU12066 | Shipper Inspection | Length I.D. | TM141_TM143 | 17.625 | 18 | in | FDA,4 |  | CRU 17-13/16X15-1/8X9 40ECT | Analytical - SHIP_40_1M
6OU21470 | Shipper Inspection | Length I.D. | TM141_TM143 | 15.1875 | 15.5625 | in | FDA,4 |  | COR KIRKLAND HH GENERIC SHIPPR | Analytical - SHIP_40_1J
6OU31450 | Shipper Inspection | Length I.D. | TM141_TM143 | 18.3125 | 18.6875 | in | FDA,4 |  | Prep H Totables 50ct Display | Analytical - SHIP_NY_44K_100_18.5-13.5-6.125
6OU35199 | Shipper Inspection | Length I.D. | TM141_TM143 | 19.625 | 19.875 | in | FDA,4 |  | Dermira Shipper | Analytical - SHIP_NY_32K_100_19.75-12-11.375
6OU351LP | Shipper Inspection | Length I.D. | TM141_TM143 | 19.375 | 19.625 | in | FDA,4 |  | 1440ct DRM4 Layer Pad | Analytical - SHIP_NY_32K_NA_19.500X11.750
6OU351TY | Shipper Inspection | Length I.D. | TM141_TM143 | 19 | 19.125 | in | FDA,4 |  | 120ct DRM4 Tray | Analytical - SHIP_NY_32K_201_19.0625-2.8125-3.500
6OU37230 | Shipper Inspection | Length I.D. | TM141_TM143 | 10.5625 | 10.9375 | in | FDA,4 |  | Harmon MTT Unprinted Shipper | Analytical - Shipper_NY_Skip lot testing
6OU38510 | Shipper Inspection | Length I.D. | TM141_TM143 | 7.8125 | 8.1875 | in | FDA,4 |  | CVS Medicated Wipes Unprinted Shipper | Analytical - SHIP_32_1BG
6OU55510 | Shipper Inspection | Length I.D. | TM141_TM143 | 11.5625 | 11.9375 | in | FDA,4 |  | Preparation H Rapid Relief Totables w/Lidocaine | Analytical - SHIP_NY_32K_100_11.75-6.25-8
6OU62620 | Shipper Inspection | Length I.D. | TM141_TM143 | 14.8125 | 15.1875 | in | FDA,4 |  | Preparation H Rapid Relief Totables w/Lidocaine | Analytical - SHIP_NY_32K_100_15-9.5-8
6OX46500 | Shipper Inspection | Length I.D. | TM141_TM143 | 23.5005 | 23.8755 | in | FDA,4 |  | Shipper - Project X (5.1 mL, 10.5 mL & 26 mL) | Analytical - SHIP_NY_32K_100_23.688-15.688-7.500
6PQ86984 | Shipper Inspection | Length I.D. | TM141_TM143 | 15 | 15.375 | in | FDA,4 |  | Super Sani Cloth XL 65ct. Shipper | Analytical - SHIP_NY_32K_100_15.1875-10.1875-9.625
6PQ89072 | Shipper Inspection | Length I.D. | TM141_TM143 | 15 | 15.375 | in | FDA,4 |  | PDI Sani-Cloth Plus Shipper | Analytical - SHIP_NY_44K_100_15.1875-10.1875-15.1875
6PS23125 | Shipper Inspection | Length I.D. | TM141_TM143 | 16.9375 | 17.3125 | in | FDA,4 |  | PDI Duo-Swab Povidone-Iodine | Analytical - SHIP_NY_29K_100_17.125-6.6875-11.75
6QQ55172 | Shipper Inspection | Length I.D. | TM141_TM143 | 15.0625 | 15.4375 | in | FDA,4 |  | Super Sani Cloth 160ct. Shipper | Analytical - SHIP_NY_44K_100_15.25-10.375-15.4375
6RQ55172 | Shipper Inspection | Length I.D. | TM141_TM143 | 15 | 15.375 | in | FDA,4 |  | Super Sani Cloth Shipper | Analytical - SHIP_NY_44K_100_15.1875-10.1875-15.1875
6RQ55172 | Shipper Inspection | Length I.D. | TM141_TM143 | 15 | 15.375 | in | FDA,4 |  | Super Sani Cloth Shipper | Analytical - Shipper_NY_Skip lot testing
6ZS505PD | Shipper Inspection | Length I.D. | TM141_TM143 | 11.1875 | 11.5625 | in | FDA,4 |  | Generic Pad | Analytical - SHIP_32_14A
2AQ471LI | Canister & Lid Inspection | Lid Inside Diameter (as per specification) | TM141_TM143 | 3.76 | 3.77 | in | FDA,3 |  | Medium Deep Well Lid | Analytical - Lid_04B_560_1
2BQ084LI | Canister & Lid Inspection | Lid Inside Diameter (as per specification) | TM141_TM143 | 4.917 | 4.937 | in | FDA,3 |  | Large Deep Well Lid 560 Orifice | Analytical - Lid_11A
2BQ471LI | Canister & Lid Inspection | Lid Inside Diameter (as per specification) | TM141_TM143 | 3.76 | 3.77 | in | FDA,3 |  | Medium Deep Well Lid with 560 Orifice Trans Blue | Analytical - Lid_04F_560
2BQ551LI | Canister & Lid Inspection | Lid Inside Diameter (as per specification) | TM141_TM143 | 4.917 | 4.937 | in | FDA,3 |  | Large Deep Well Lid PDI Orifice | Analytical - Lid_13A
2BQ551LI | Canister & Lid Inspection | Lid Inside Diameter (as per specification) | TM141_TM143 | 4.917 | 4.937 | in | FDA,3 |  | Large Deep Well Lid PDI Orifice | Analytical - Lid_NY_Skip lot testing
2OP159LI | Canister & Lid Inspection | Lid Inside Diameter (as per specification) | TM141_TM143 | 4.922 | 4.932 | in | FDA,3 |  | Large Deep Well Lid .560 Orifice Blue | Analytical - Lid_03B
2OP520LI | Canister & Lid Inspection | Lid Inside Diameter (as per specification) | TM141_TM143 | 4.917 | 4.937 | in | FDA,3 |  | Large Deep Well Lid PDI Orifice | Analytical - Lid_NY_Skip lot testing
2OP638LI | Canister & Lid Inspection | Lid Inside Diameter (as per specification) | TM141_TM143 | 4.917 | 4.937 | in | FDA,3 |  | Large Deep Well Lid PDI Orifice Translucent Gray | Analytical - Lid_13D
2OP638LI | Canister & Lid Inspection | Lid Inside Diameter (as per specification) | TM141_TM143 | 4.917 | 4.937 | in | FDA,3 |  | Large Deep Well Lid PDI Orifice Translucent Gray | Analytical - Lid_NY_Skip lot testing
2OQ850LI | Canister & Lid Inspection | Lid Inside Diameter (as per specification) | TM141_TM143 | 4.917 | 4.937 | in | FDA,3 |  | Large Deep Well Lid .560 Orifice | Analytical - Lid_NY_Skip lot testing
2OQ850LI | Canister & Lid Inspection | Lid Inside Diameter (as per specification) | TM141_TM143 | 4.917 | 4.937 | in | FDA,3 |  | Large Deep Well Lid .560 Orifice | Analytical - Lid_11B
2OQ850 | Lid Pull Force | Lid Pull-Off Force | TM148 | 2000 | 3500 | g | FDA,0 |  | Canister - Extra Large, Ribbed, White | Analytical - Reduced Testing_NY_Can 2OQ850
2OQ753 | Lid Pull Force | Lid Pull-Off Force | TM148 | 2000 | 3500 | g | FDA,0 |  | CAN LARGE CANISTER COPOLYMER | Analytical - Reduced Testing_NY_Can 2OQ753
2OP134 | Lid Pull Force | Lid Pull-Off Force | TM148 | 2000 | 3500 | g | FDA,0 |  | Canister - Medium, Tapered White 4.1" | Analytical - Reduced Testing_NY_Can 2OP134
2OQ753 | Lid Pull Force | Lid Pull-Off Force | TM148 | 2000 | 3500 | g | FDA,0 |  | CAN LARGE CANISTER COPOLYMER | Analytical - Skip Lot Release_NY_2OQ753
2OQ850X | Lid Pull Force | Lid Pull-Off Force | TM148 | 2000 | 3500 | g | FDA,0 |  | Canister - Extra Large, Ribbed, White | Analytical - Reduced Testing_NY_Can 2OQ850
2OQ850 | Lid Pull Force | Lid Pull-Off Force | TM148 | 2000 | 3500 | g | FDA,0 |  | Canister - Extra Large, Ribbed, White | Analytical - Skip Lot Release_NY_2OQ850
2AQ471LI | Canister & Lid Inspection | Lid Wall Thickness (per speciffication) | TM141_TM143 | 0.04 | 0.05 | in | FDA,3 |  | Medium Deep Well Lid | Analytical - Lid_04B_560_1
2OA632SLI | Solo Lid Inspection | Lid Wall Thickness (per speciffication) | Measurement | 0.025 | 0.035 | in | FDA,3 |  | Preparation H Medicated Hemorrhoidal Wipes | Analytical - Lid_NY_Prep H medicated Hemorrhoidal Wipes
2BQ084LI | Canister & Lid Inspection | Lid Wall Thickness (per speciffication) | TM141_TM143 | 0.035 | 0.045 | in | FDA,3 |  | Large Deep Well Lid 560 Orifice | Analytical - Lid_11A
2BQ471LI | Canister & Lid Inspection | Lid Wall Thickness (per speciffication) | TM141_TM143 | 0.04 | 0.05 | in | FDA,3 |  | Medium Deep Well Lid with 560 Orifice Trans Blue | Analytical - Lid_04F_560
2BQ551LI | Canister & Lid Inspection | Lid Wall Thickness (per speciffication) | TM141_TM143 | 0.035 | 0.045 | in | FDA,3 |  | Large Deep Well Lid PDI Orifice | Analytical - Lid_13A
2BQ551LI | Canister & Lid Inspection | Lid Wall Thickness (per speciffication) | TM141_TM143 | 0.035 | 0.045 | in | FDA,3 |  | Large Deep Well Lid PDI Orifice | Analytical - Lid_NY_Skip lot testing
2OP159LI | Canister & Lid Inspection | Lid Wall Thickness (per speciffication) | TM141_TM143 | 0.035 | 0.045 | in | FDA,3 |  | Large Deep Well Lid .560 Orifice Blue | Analytical - Lid_03B
2OP242LI | Canister & Lid Inspection | Lid Wall Thickness (per speciffication) | TM141_TM143 | 0.035 | 0.045 | in | FDA,3 |  | Large Deep Well Lid-Sani Cloth Prime Lobe Orifice | Analytical - Lid_17C
2OP280LI | Canister & Lid Inspection | Lid Wall Thickness (per speciffication) | TM141_TM143 | 0.035 | 0.045 | in | FDA,3 |  | Large Deep Well Lid- Bleach Orifice | Analytical - Lid_17A
2OP520LI | Canister & Lid Inspection | Lid Wall Thickness (per speciffication) | TM141_TM143 | 0.035 | 0.045 | in | FDA,3 |  | Large Deep Well Lid PDI Orifice | Analytical - Lid_NY_Skip lot testing
2OP638LI | Canister & Lid Inspection | Lid Wall Thickness (per speciffication) | TM141_TM143 | 0.035 | 0.045 | in | FDA,3 |  | Large Deep Well Lid PDI Orifice Translucent Gray | Analytical - Lid_13D
2OP638LI | Canister & Lid Inspection | Lid Wall Thickness (per speciffication) | TM141_TM143 | 0.035 | 0.045 | in | FDA,3 |  | Large Deep Well Lid PDI Orifice Translucent Gray | Analytical - Lid_NY_Skip lot testing
2OQ850LI | Canister & Lid Inspection | Lid Wall Thickness (per speciffication) | TM141_TM143 | 0.035 | 0.045 | in | FDA,3 |  | Large Deep Well Lid .560 Orifice | Analytical - Lid_NY_Skip lot testing
2OQ850LI | Canister & Lid Inspection | Lid Wall Thickness (per speciffication) | TM141_TM143 | 0.035 | 0.045 | in | FDA,3 |  | Large Deep Well Lid .560 Orifice | Analytical - Lid_11B
2OQ882LI | Canister & Lid Inspection | Lid Wall Thickness (per speciffication) | TM141_TM143 | 0.035 | 0.045 | in | FDA,3 |  | LID LG DW DP GREEN 560 ORIFICE | Analytical - Lid_12A
2OA347SLI | Solo Lid Inspection | Lid Wall Thickness (per speciffication) | TM141 | 0.025 | 0.035 | in | FDA,3 |  | Summer's Eve Fresh Cycle Cleans Cloths | Analytical - Lid_NY_Summer's Eve Fresh Cycle
2AJ170SLI | Solo Lid Inspection | Lid Wall Thickness (per speciffication) | TM141 | 0.025 | 0.035 | in | FDA,3 |  | Cetaphil Gentle Skin Cleansing Wipes Solo | Analytical - Lid_NY_NP7600_22FA
2AJ324SLI | Solo Lid Inspection | Lid Wall Thickness (per speciffication) | TM141 | 0.025 | 0.035 | in | FDA,3 |  | Cetaphil Gentle Skin Cleansing Wipes Solo | Analytical - Lid_NY_NP7600_22X
2OJ130SLI | Solo Lid Inspection | Lid Wall Thickness (per speciffication) | TM141 | 0.025 | 0.035 | in | FDA,3 |  | Cetaphil Gentle Skin Cleansing Wipes Solo | Analytical - Lid_NY_NP7600_22Y
2OA592SLI | Solo Lid Inspection | Lid Wall Thickness (per speciffication) | TM141 | 0.025 | 0.035 | in | FDA,3 |  | Prep-H Medicated Wipes Solo | Analytical - Lid_NY_NP7600_22S
2AA592SLI | Solo Lid Inspection | Lid Wall Thickness (per speciffication) | TM141 | 0.025 | 0.035 | in | FDA,3 |  | Preparation H Medicated Hemorrhoidal Wipes | Analytical - Lid_NY_NP7600_22R1
2AJ190SLI | Solo Lid Inspection | Lid Wall Thickness (per speciffication) | TM141 | 0.025 | 0.035 | in | FDA,3 |  | Cetaphil Gentle Skin Cleansing Wipes Solo | Analytical - Lid_NY_NP7600_22V
2OQ850X | Shipper Inspection | Liner Board Color | TM141 | [5 empty] | Canister - Extra Large, Ribbed, White | Analytical - SHIP_NY_32K_100_12.4375-5.4375-4.1875
6AA34724 | Shipper Inspection | Liner Board Color | TM141 |  |  |  |  | Kraft (Done) | Summer's Eve Fresh Cycle Cleansing Cloths | Analytical - SHIP_NY_32K_100_8.25-7-6.25
6AA617S96 | Shipper Inspection | Liner Board Color | TM141 |  |  |  |  | Kraft (Done) | Prep H 96ct Shipper | Analytical - SHIP_NY_44K_100_12.75-11.625-7.875
6AA632TY | Shipper Inspection | Liner Board Color | TM141 |  |  |  |  | Kraft (Done) | Preparation H 180ct Tray | Analytical - SHIP_NY_44K_231_18.5-7.375-14
6AA709S48 | Shipper Inspection | Liner Board Color | TM141 |  |  |  |  | Kraft (Done) | Preparation H for Women Shipper | Analytical - SHIP_NY_40K_100_15-11-6.125
6AA73530 | Shipper Inspection | Liner Board Color | TM141 |  |  |  |  | Kraft (Done) | Baby Dove Wipes Sensitive Moisture Shipper | Analytical - SHIP_NY_32K_100_10-8.375-8.25
6AA76930 | Shipper Inspection | Liner Board Color | TM141 |  |  |  |  | Kraft (Done) | Baby Dove Wipes Rich Moisture Shipper | Analytical - SHIP_NY_44K_100_9-9-4.75
6AA88230 | Shipper Inspection | Liner Board Color | TM141 |  |  |  |  | Kraft (Done) | Baby Dove Wipes Sensitive Moisture Shipper | Analytical - SHIP_NY_44K_100_9-9-4.75
6AA91130 | Shipper Inspection | Liner Board Color | TM141 |  |  |  |  | Kraft (Done) | Baby Dove Wipes Rich Moisture Shipper | Analytical - SHIP_NY_32K_100_10-8.375-8.25
6AA92230 | Shipper Inspection | Liner Board Color | TM141 |  |  |  |  | Kraft (Done) | Baby Dove Wipes Sensitive Moisture Shipper | Analytical - SHIP_NY_32K_100_10-8.375-8.25
6AB16400 | Shipper Inspection | Liner Board Color | TM141 |  |  |  |  | Kraft (Done) | PDI Adhesive Tape Remover | Analytical - SHIP_NY_32K_100_16-4.25-5.125
6AD11055 | Shipper Inspection | Liner Board Color | TM141 |  |  |  |  | Kraft (Done) | COR WET NAP/BULK 32 ECT | Analytical - SHIP_NY_32K_100_10.625-6.375-11.25
6AD41900 | Shipper Inspection | Liner Board Color | TM141 |  |  |  |  | Kraft (Done) | PDI Castile Soap Towelette Shipper | Analytical - SHIP_NY_32K_100_13.25-12-6.125
6AD43600 | Shipper Inspection | Liner Board Color | TM141 |  |  |  |  | Kraft (Done) | PDI Sani-Hands Shipper | Analytical - SHIP_NY_32K_100_13.25-12-6.125
6AH58195 | Shipper Inspection | Liner Board Color | TM141 |  |  |  |  | Kraft (Done) | PDI Sani Cloth Bleach Shipper | Analytical - SHIP_NY_32K_100_13.4375-6.25-9.6875
6AJ19025 | Shipper Inspection | Liner Board Color | TM141 |  |  |  |  | Kraft (Done) | Cetaphil - Asia 25ct Shipper | Analytical - SHIP_NY_32K_100_12-7.25-6.75
6AM30472 | Shipper Inspection | Liner Board Color | TM141 |  |  |  |  | Kraft (Done) | Sani Professional No-Rinse Sanitizing Multi-Surface Wipes | Analytical - SHIP_NY_44K_100_15.5-9-12
6AM70172 | Shipper Inspection | Liner Board Color | TM141 |  |  |  |  | Kraft (Done) | Sani Professional No-Rinse Sanitizing Multi-Surface Wipes | Analytical - SHIP_NY_44K_100_15.5-9-12
6AP06325 | Shipper Inspection | Liner Board Color | TM141 |  |  |  |  | Kraft (Done) | Simple Kind To Skin Facial 25ct Shipper | Analytical - SHIP_NY_32K_100_12.4375-5.4375-4.1875
6AP06528 | Shipper Inspection | Liner Board Color | TM141 |  |  |  |  | Kraft (Done) | Ponds Evening Soothe 28ct Shipper | Analytical - SHIP_NY_32K_100_13.25-7.75-5.75
6AP06550 | Shipper Inspection | Liner Board Color | TM141 |  |  |  |  | Kraft (Done) | Pond's Moisture Clean Twlts. Evening Soothe | Analytical - SHIP_NY_32K_100_17.375-12.0625-10.5
6AP06728 | Shipper Inspection | Liner Board Color | TM141 |  |  |  |  | Kraft (Done) | Ponds Original Fresh 28ct Shipper - Canada | Analytical - SHIP_NY_32K_100_7.125-7-6.0625
6AP07207 | Shipper Inspection | Liner Board Color | TM141 |  |  |  |  | Kraft (Done) | 6AP07207 | Analytical-Simple Kind To Skin facial 7ct Shipper Canada
6AP07328 | Shipper Inspection | Liner Board Color | TM141 |  |  |  |  | Kraft (Done) | Ponds Luminous Clean USA 28ct Shipper | Analytical - SHIP_NY_32K_100_13.25-7.75-5.75
6AP08128 | Shipper Inspection | Liner Board Color | TM141 |  |  |  |  | Kraft (Done) | Ponds Original Fresh 28ct Shipper | Analytical - SHIP_NY_32K_100_13.25-7.75-5.75
6AP08150 | Shipper Inspection | Liner Board Color | TM141 |  |  |  |  | Kraft (Done) | Pond's Moisture Clean Twlts. Original Fresh | Analytical - SHIP_NY_32K_100_17.375-12.0625-10.5
6AP09215 | Shipper Inspection | Liner Board Color | TM141 |  |  |  |  | Kraft (Done) | Ponds Original Fresh 15ct Shipper | Analytical - SHIP_NY_32K_100_13.4375-9.25-5.75
6AP09384 | Shipper Inspection | Liner Board Color | TM141 |  |  |  |  | Kraft (Done) | Noxzema Anti-Blemish Pads 90ct Shipper | Analytical - SHIP_NY_32K_100_8.5-5.75-3.6875
6AP09384 | Shipper Inspection | Liner Board Color | TM141 |  |  |  |  | Kraft (Done) | Noxzema Anti-Blemish Pads 90ct Shipper | Analytical - Shipper_NY_Skip lot testing
6AP11325 | Shipper Inspection | Liner Board Color | TM141 | [5 empty] | Garnier Skin Active MUR Shipper | Analytical - Shipper_NY_Skip lot testing
6AP11325 | Shipper Inspection | Liner Board Color | TM141 |  |  |  |  | Kraft (Done) | Garnier Skin Active MUR Shipper | Analytical - SHIP_NY_44K_100_10.625-9.75-7.75
6AP13472 | Shipper Inspection | Liner Board Color | TM141 |  |  |  |  | Kraft (Done) | PDI Sani-Hands Shipper | Analytical - SHIP_NY_32K_100_16.3125-12.25-7.5625
6AP15984 | Shipper Inspection | Liner Board Color | TM141 |  |  |  |  | Kraft (Done) | PDI Sani-Hands Shipper | Analytical - SHIP_NY_44K_100_15.25-10.375-7.6875
6AP19525 | Shipper Inspection | Liner Board Color | TM141 |  |  |  |  | Kraft (Done) | Simple Kind To Skin Facial Shipper | Analytical - SHIP_NY_32K_100_12.4375-5.4375-4.1875
6AP20528 | Shipper Inspection | Liner Board Color | TM141 |  |  |  |  | Kraft (Done) | Ponds Exfoliating Renewal 28ct Shipper | Analytical - SHIP_NY_32K_100_13.25-7.75-5.75
6AP22325 | Shipper Inspection | Liner Board Color | TM141 | [5 empty] | Simple Kind To Skin Facial Shipper | Analytical - SHIP_NY_32K_100_12.4375-5.4375-4.1875
6AP22907 | Shipper Inspection | Liner Board Color | TM141 |  |  |  |  | Kraft (Done) | Neutrogena Naturals Shipper | Analytical - SHIP_NY_32K_100_8.5625-7.8125-6.4375
6AP23025 | Shipper Inspection | Liner Board Color | TM141 |  |  |  |  | Kraft (Done) | Neutrogena Naturals Shipper | Analytical - SHIP_NY_32K_100_11.25-5.8125-4.3125
6AP24284 | Shipper Inspection | Liner Board Color | TM141 |  |  |  |  | Kraft (Done) | Sani-Cloth Prime Extra Large Wipe | Analytical - SHIP_NY_40K_100_15.375-10.5625-9.625
6AP24372 | Shipper Inspection | Liner Board Color | TM141 |  |  |  |  | Kraft (Done) | PDI Sani-Cloth Bleach Shipper | Analytical - SHIP_NY_44K_100_15.25-10.375-15.4375
6AP24684 | Shipper Inspection | Liner Board Color | TM141 |  |  |  |  | Kraft (Done) | PDI Sani-Cloth Bleach Extra large Shipper | Analytical - SHIP_NY_40K_100_15.375-10.5625-9.625
6AP25372 | Shipper Inspection | Liner Board Color | TM141 |  |  |  |  | Kraft (Done) | PDI Sani-Cloth Prime Shipper | Analytical - SHIP_NY_44K_100_15.25-10.375-15.4375
6AP25784 | Shipper Inspection | Liner Board Color | TM141 |  |  |  |  | Kraft (Done) | PDI Sani Cloth Bleach Shipper | Analytical - Shipper_NY_Skip lot testing
6AP27284 | Shipper Inspection | Liner Board Color | TM141 |  |  |  |  | Kraft (Done) | Eco-Wipe Duo | Analytical - SHIP_NY_44K_100_15.375-10.5625-9.625
6AP30895 | Shipper Inspection | Liner Board Color | TM141 |  |  |  |  | Kraft (Done) | Aveeno Make-Up Remover Shipper | Analytical - SHIP_32_1BI
6AP32825 | Shipper Inspection | Liner Board Color | TM141 |  |  |  |  | Kraft (Done) | Neutrogena Shipper | Analytical - SHIP_32_1P
6AP56784 | Shipper Inspection | Liner Board Color | TM141 |  |  |  |  | Kraft (Done) | Sani Professional No Rinse Sanitizing Multi Surface Wipes | Analytical - SHIP_NY_44K_100_15.375-10.5625-9.625
6AP63025 | Shipper Inspection | Liner Board Color | TM141 |  |  |  |  | Kraft (Done) | Aveeno Positively Radiant - Shipper | Analytical - SHIP_NY_32K_100_11.25-5.8125-4.3125
6AP64525 | Shipper Inspection | Liner Board Color | TM141 |  |  |  |  | Kraft (Done) | Aveeno Positively Radiant | Analytical - SHIP_NY_32K_100_11.25-5.8125-4.3125
6AP71310 | Shipper Inspection | Liner Board Color | TM141 |  |  |  |  | Kraft (Done) | Cetaphil 10ct Unprinted Shipper | Analytical - SHIP_NY_44K_100_18.875-11.625-9
6AP80625 | Shipper Inspection | Liner Board Color | TM141 |  |  |  |  | Kraft (Done) | Clean & Clear Night Relaxing Shipper | Analytical - SHIP_NY_32K_100_11.25-5.8125-8.625
6AQ76584 | Shipper Inspection | Liner Board Color | TM141 |  |  |  |  | Kraft (Done) | PDI Sani-Hands Shipper - Canada | Analytical - SHIP_NY_44K_100_15.25-10.375-7.6875
6AS27350 | Shipper Inspection | Liner Board Color | TM141 |  |  |  |  | Kraft (Done) | COR CHLORASCRUB SWAB BULK | Analytical - SHIP_44_2O
6AS27350 | Shipper Inspection | Liner Board Color | TM141 | [5 empty] | COR CHLORASCRUB SWAB BULK | Analytical - Shipper_NY_Skip lot testing
6AS40750 | Shipper Inspection | Liner Board Color | TM141 |  |  |  |  | Kraft (Done) | COR CHLORASCRUB SWABSTICK | Analytical - SHIP_32_1AP
6AS41950 | Shipper Inspection | Liner Board Color | TM141 |  |  |  |  | Kraft (Done) | COR CHLORASCRUB MAXI SWABSTICK | Analytical - SHIP_40_1O
6AU12310 | Shipper Inspection | Liner Board Color | TM141 |  |  |  |  | Kraft (Done) | COR PREP-H 10CT SINGLE SK17132 | Analytical - SHIP_32_1U
6AU130TY | Shipper Inspection | Liner Board Color | TM141 |  |  |  |  | White (Done) | Grime Boss Heavy Duty Wipes | Analytical - SHIP_NY_32White_203_6.5-9.625-4.5
6AU25206 | Shipper Inspection | Liner Board Color | TM141 |  |  |  |  | Kraft (Done) | L 'Oreal Paris Sublime Bronze Self Tan Twlts | Analytical - SHIP_NY_32K_100_11.25-8.4375-4.5625
6AU53601 | Shipper Inspection | Liner Board Color | TM141 |  |  |  |  | Kraft (Done) | Cetaphil Gentle Skin Cleans. Cloths Shipper | Analytical - SHIP_NY_32K_100_11.8125-9.375-8.5
6AU56400 | Shipper Inspection | Liner Board Color | TM141 |  |  |  |  | Kraft (Done) | Summer's Eve Fresh Cycle Cleansing Cloths | Analytical - SHIP_NY_32K_100_11.75-9.625-7.688
6AU57314 | Shipper Inspection | Liner Board Color | TM141 |  |  |  |  | Kraft (Done) | Summer's Eve Fresh Cycle Cleansing Cloths | Analytical - SHIP_NY_32K_100_7.75-6.25-8.25
6AU71230 | Shipper Inspection | Liner Board Color | TM141 |  |  |  |  | Kraft (Done) | Preparation H Rapid Relief Totables w/Lidocaine | Analytical - SHIP_NY_32K_100_9.563-9.188-7.75
6BA709SWN | Shipper Inspection | Liner Board Color | TM141 |  |  |  |  | Kraft (Done) | Preparation H for Women Shipper | Analytical - SHIP_NY_40K_100_14.75-9.375-6.125
6BB10800 | Shipper Inspection | Liner Board Color | TM141 |  |  |  |  | Kraft (Done) | COR CHLORASCRUB SWAB SHIPPER | Analytical - SHIP_32_1S
6BH59200 | Shipper Inspection | Liner Board Color | TM141 |  |  |  |  | Kraft (Done) | Sani-Cloth AF3 Shipper | Analytical - SHIP_NY_32K_100_13.4375-6.25-9.6875
6BP21195 | Shipper Inspection | Liner Board Color | TM141 |  |  |  |  | Kraft (Done) | Neutrogena Shipper | Analytical - SHIP_NY_44K_100_14.375-12.1875-9.25
6BP25372 | Shipper Inspection | Liner Board Color | TM141 |  |  |  |  | Kraft (Done) | PDI Sani Cloth prime Shipper | Analytical - SHIP_NY_44K_100_15.1875-10.1875-15.1875
6BP28425 | Shipper Inspection | Liner Board Color | TM141 |  |  |  |  | Kraft (Done) | Neutrogena Shipper | Analytical - SHIP_32_1P
6BP30895 | Shipper Inspection | Liner Board Color | TM141 |  |  |  |  | Kraft (Done) | Aveeno Make-Up Remover Shipper | Analytical - SHIP_NY_32K_100_12.5-7.25-7.875
6BP54072 | Shipper Inspection | Liner Board Color | TM141 |  |  |  |  | Kraft (Done) | PDI Sani Cloth Bleach Shipper | Analytical - SHIP_44_2L
6BU13195 | Shipper Inspection | Liner Board Color | TM141 |  |  |  |  | Kraft (Done) | PDI Sani-Cloth Prime Shipper | Analytical - SHIP_NY_32K_100_13.625-4.5-12.25
6BU25206 | Shipper Inspection | Liner Board Color | TM141 |  |  |  |  | Kraft (Done) | L 'Oreal Paris Sublime Bronze Self Tan Twlts | Analytical - SHIP_NY_32K_100_11.3125-8.4375-4.625
6BU27500 | Shipper Inspection | Liner Board Color | TM141 |  |  |  |  | Kraft (Done) | PDI Sani-Cloth AF3 Shipper | Analytical - SHIP_NY_32K_100_13.625-4.5-12.25
6CA972CK | Shipper Inspection | Liner Board Color | TM141 |  |  |  |  | Kraft (Done) | Sani Pro. - Table Turners Cleaning Multi-Surface | Analytical - SHIP_NY_44K_100_18-8.25-10.25
6CJ21396 | Shipper Inspection | Liner Board Color | TM141 |  |  |  |  | Kraft (Done) | Hygea Multi-Purpose Washcloths | Analytical - SHIP_NY_44K_100_16.625-9.375-7
6CP02724 | Shipper Inspection | Liner Board Color | TM141 |  |  |  |  | Kraft (Done) | Neutrogena Shipper | Analytical - SHIP_NY_32K_100_11-5.8125-4.0625
6CP22884 | Shipper Inspection | Liner Board Color | TM141 |  |  |  |  | Kraft (Done) | Sani Professional Sani-Cloth Disinfecting Wipes | Analytical - SHIP_NY_44K_100_15.375-10.5625-9.625
6CP33724 | Shipper Inspection | Liner Board Color | TM141 |  |  |  |  | Kraft (Done) | Neutrogena Shipper | Analytical - SHIP_NY_32K_100_11-5.8125-4.0625
6CP60125 | Shipper Inspection | Liner Board Color | TM141 |  |  |  |  | Kraft (Done) | COR NEUT HYDRA CLN CLTH 32ECT 11.25x5.8125x4.31285 | Analytical - SHIP_32_1P
6DC22370 | Shipper Inspection | Liner Board Color | TM141 |  |  |  |  | Kraft (Done) | PDI Hygea Sterile Saline Wipe | Analytical - SHIP_NY_32K_100_11.125-6.375-10.375
6DD33333 | Shipper Inspection | Liner Board Color | TM141 |  |  |  |  | Kraft (Done) | Sani Professional Sani Hands Shipper | Analytical - SHIP_NY_44K_100_21-12.5-10.5
6DD72400 | Shipper Inspection | Liner Board Color | TM141 |  |  |  |  | Kraft (Done) | PDI Sani Hands Instant Hand Sanitizing Wipes | Analytical - SHIP_NY_32K_100_13.25-12-6.125
6DD74800 | Shipper Inspection | Liner Board Color | TM141 |  |  |  |  | Kraft (Done) | PDI Obstetrical Towelette | Analytical - SHIP_NY_32K_100_13.25-12-6.125
6DP13872 | Shipper Inspection | Liner Board Color | TM141 |  |  |  |  | Kraft (Done) | PDI Sani Cloth AF3 Shipper | Analytical - SHIP_NY_44K_100_15.1875-10.1875-15.1875
6DP63884 | Shipper Inspection | Liner Board Color | TM141 |  |  |  |  | Kraft (Done) | PDI Sani Cloth AF3 Shipper | Analytical - Shipper_NY_Skip lot testing
6DP63884 | Shipper Inspection | Liner Board Color | TM141 |  |  |  |  | Kraft (Done) | PDI Sani Cloth AF3 Shipper | Analytical - SHIP_NY_44K_100_15.375-10.5625-9.625
6EP44584 | Shipper Inspection | Liner Board Color | TM141 |  |  |  |  | Kraft (Done) | Sani Professional - Sani Hands Antibac. Wipes. | Analytical - SHIP_NY_32K_100_15.1875-10.1875-9.625
6FB71200 | Shipper Inspection | Liner Board Color | TM141 |  |  |  |  | Kraft (Done) | PDI Nail Polish Remover Pad | Analytical - SHIP_NY_32K_102_14.625-6.375-5
6FJ14108 | Shipper Inspection | Liner Board Color | TM141 |  |  |  |  | Kraft (Done) | Hygea Multi Purpose Washcloth Shipper | Analytical - SHIP_NY_44K_100_16.625-8.625-7
6FJ14143 | Shipper Inspection | Liner Board Color | TM141 |  |  |  |  | Kraft (Done) | Hygea Premium Multi-Purpose Washcloth | Analytical - SHIP_NY_44K_100_16.5-10.875-5.5
6FP43572 | Shipper Inspection | Liner Board Color | TM141 |  |  |  |  | Kraft (Done) | Sani Professional Sani Hands Shipper | Analytical - SHIP_NY_32K_100_16.3125-12.25-7.5625
6FP92084 | Shipper Inspection | Liner Board Color | TM141 |  |  |  |  | Kraft (Done) | Sani Professional Sani-Hands Shipper | Analytical - SHIP_NY_40K_100_15.375-10.5625-9.625
6GB10300 | Shipper Inspection | Liner Board Color | TM141 |  |  |  |  | Kraft (Done) | PDI CHG / Isopropyl Alcohol Shipper | Analytical - SHIP_NY_32K_100_14.625-6.375-5
6GD35185 | Shipper Inspection | Liner Board Color | TM141 |  |  |  |  | Kraft (Done) | Hygea BZK Shipper | Analytical - SHIP_NY_32K_100_13.25-12-12.4375
6GS48450 | Shipper Inspection | Liner Board Color | TM141 |  |  |  |  | Kraft (Done) | PDI CHG Swab shipper | Analytical - SHIP_NY_29K_100_17.125-6.6875-11.75
6HB60307 | Shipper Inspection | Liner Board Color | TM141 |  |  |  |  | Kraft (Done) | PDI Alcohol Prep Pad Shipper | Analytical - SHIP_NY_40K_100_16.5-12.3125-6.1875
6HC69900 | Shipper Inspection | Liner Board Color | TM141 |  |  |  |  | Kraft (Done) | PDI Alcohol Prep Pad Shipper | Analytical - SHIP_NY_32K_100_15.75-8.625-5.1875
6HH04082 | Shipper Inspection | Liner Board Color | TM141 |  |  |  |  | Kraft (Done) | PDI Super Sani Cloth Germicidal Disposable Wipe | Analytical - SHIP_NY_32K_100_13.4375-6.25-9.6875
6HQ08472 | Shipper Inspection | Liner Board Color | TM141 |  |  |  |  | Kraft (Done) | COR SANI HB 160CT 44ECT/33# | Analytical - SHIP_44_2L
6JA580FW | Shipper Inspection | Liner Board Color | TM141 |  |  |  |  | Kraft (Done) | Sani Pro. - Table Turners Cleaning Shipper | Analytical - SHIP_NY_44K_100_16.750-8.125-10.750
6JQ08472 | Shipper Inspection | Liner Board Color | TM141 |  |  |  |  | Kraft (Done) | PDI Sani Cloth HB Shipper | Analytical - SHIP_NY_44K_100_15.1875-10.1875-15.1875
6KQ50772 | Shipper Inspection | Liner Board Color | TM141 |  |  |  |  | Kraft (Done) | Crosstex Sanitex Plus 160ct Shipper | Analytical - SHIP_NY_44K_100_15.25-10.375-15.4375
6KS41125 | Shipper Inspection | Liner Board Color | TM141 |  |  |  |  | Kraft (Done) | PDI Povidone-Iodine Swabstick (3's) | Analytical - SHIP_NY_29K_100_17.125-6.6875-11.75
6LB40600 | Shipper Inspection | Liner Board Color | TM141 |  |  |  |  | Kraft (Done) | Povidone Iodine Prep Pad Shipper | Analytical - SHIP_NY_29K_100_12.375-5.5-4.625
6LQ50772 | Shipper Inspection | Liner Board Color | TM141 |  |  |  |  | Kraft (Done) | Crosstex Sanitex Plus Shipper | Analytical - SHIP_NY_44K_100_15.1875-10.1875-15.1875
6LQ85084 | Shipper Inspection | Liner Board Color | TM141 |  |  |  |  | Kraft (Done) | PDI Sani Cloth Plus Shipper | Analytical - SHIP_NY_40K_100_15.375-10.5625-9.625
6LS41350 | Shipper Inspection | Liner Board Color | TM141 |  |  |  |  | Kraft (Done) | PDI Povidone-Iodine Swabstick (1's) | Analytical - SHIP_NY_29K_100_17.125-6.6875-11.75
6LS82125 | Shipper Inspection | Liner Board Color | TM141 |  |  |  |  | Kraft (Done) | PDI Povidone-Iodine Cleansing Scrub Swab | Analytical - SHIP_NY_29K_100_17.125-6.6875-11.75
6MS48050 | Shipper Inspection | Liner Board Color | TM141 |  |  |  |  | Kraft (Done) | PDI Povidone-Iodine Cleansing Scrub Swab | Analytical - SHIP_NY_29K_100_17.125-6.6875-11.75
6MU87295 | Shipper Inspection | Liner Board Color | TM141 |  |  |  |  | Kraft (Done) | PDI Super Sani Cloth Germicidal Disposable Wipe | Analytical - SHIP_NY_32K_100_13.625-4.5-12.25
6NQ86984 | Shipper Inspection | Liner Board Color | TM141 |  |  |  |  | Kraft (Done) | Super Sani Cloth XL 65ct. Shipper | Analytical - SHIP_NY_44K_100_15.375-10.5625-9.625
6NQ86984 | Shipper Inspection | Liner Board Color | TM141 |  |  |  |  | Kraft (Done) | Super Sani Cloth XL 65ct. Shipper | Analytical - Shipper_NY_Skip lot testing
6NQ89072 | Shipper Inspection | Liner Board Color | TM141 |  |  |  |  | Kraft (Done) | PDI Sani Cloth Shipper 160ct | Analytical - SHIP_NY_44K_100_15.25-10.375-15.4375
6OA404S48 | Shipper Inspection | Liner Board Color | TM141 |  |  |  |  | Kraft (Done) | Prep H Shipper | Analytical - SHIP_NY_44K_100_15.625-12.5-6.1875
6OA540S48 | Shipper Inspection | Liner Board Color | TM141 |  |  |  |  | Kraft (Done) | Preparation H Medicated Wipes Shipper | Analytical - SHIP_NY_32K_100_11.875-7.75-12.625
6OA632S60 | Shipper Inspection | Liner Board Color | TM141 |  |  |  |  | Kraft (Done) | Preparation H Shipper | Analytical - SHIP_NY_32K_150_19.375-8.25-14.125
6OB123ST | Shipper Inspection | Liner Board Color | TM141 |  |  |  |  | Kraft (Done) | Prevantics Device Swab Strip Case Shipper | Analytical - SHIP_NY_32K_100_12.375-10.75-5.75
6OB31400 | Shipper Inspection | Liner Board Color | TM141 |  |  |  |  | Kraft (Done) | CRU 14.625X6.375X5 200# | Analytical - SHIP_32_1AL
6OC22324 | Shipper Inspection | Liner Board Color | TM141 |  |  |  |  | Kraft (Done) | CRU 11.125X6.375X10.375 32ECT | Analytical - SHIP_32_1N
6OD01524 | Shipper Inspection | Liner Board Color | TM141 |  |  |  |  | Kraft (Done) | Walmart Wet Nap Unprinted Shipper | Analytical - SHIP_NY_32K_100_8.25-6.25-4.6875
6OD13500A | Shipper Inspection | Liner Board Color | TM141 |  |  |  |  | Kraft (Done) | CRU 13.25X12.0X6.125 32 ECT/26 | Analytical - SHIP_32_1AD
6OD36055 | Shipper Inspection | Liner Board Color | TM141 |  |  |  |  | Does not meet specifications (OOS) | Unprinted Shipper | Analytical - SHIP_NY_32K_102_10.625-6.375-11.25
6OH01224 | Shipper Inspection | Liner Board Color | TM141 |  |  |  |  | Kraft (Done) | COR HAND SANI 24CT 32ECT | Analytical - Shipper_NY_Skip lot testing
6OH14324 | Shipper Inspection | Liner Board Color | TM141 |  |  |  |  | Kraft (Done) | CRU SANI HANDS 24CT | Analytical - SHIP_32_1Y
6OH21112 | Shipper Inspection | Liner Board Color | TM141 |  |  |  |  | Kraft (Done) | CRU CVS ANTIBAC 9.75 x 7.625 x 6.75=32 ECT/26MED | Analytical - SHIP_32_1F
6OH45016 | Shipper Inspection | Liner Board Color | TM141 |  |  |  |  | Kraft (Done) | Individual Pack 16X Box 12x Case | Analytical - SHIP_NY_32K_100_8.25-6.875-7.375
6OK75595 | Shipper Inspection | Liner Board Color | TM141 |  |  |  |  | Kraft (Done) | CRU 11.75X9.625X7.6875 32ECT | Analytical - SHIP_32_1R
6OP027LP | Shipper Inspection | Liner Board Color | TM141 |  |  |  |  | Kraft (Done) | COR PAD NEUTROGENA ECT=32 | Analytical - SHIP_32_13A
6OP34524 | Shipper Inspection | Liner Board Color | TM141 |  |  |  |  | Kraft (Done) | CRU AVON UNPRINTED=44 ECT | Analytical - SHIP_44_2G
6OP75510 | Shipper Inspection | Liner Board Color | TM141 |  |  |  |  | Kraft (Done) | Cetaphil Unprinted Shipper | Analytical - SHIP_NY_32K_100_15.375-11.5625-10.5625
6OQ22272 | Shipper Inspection | Liner Board Color | TM141 |  |  |  |  | Kraft (Done) | 12ct Large Canister shipper | Analytical - SHIP_NY_44K_100_15.188-10.188-15.188
6OQ85984 | Shipper Inspection | Liner Board Color | TM141 |  |  |  |  | Kraft (Done) | CRU SANI CLOTH | Analytical - SHIP_NY_44K_100_15.375-10.5625-9.625
6OS12350 | Shipper Inspection | Liner Board Color | TM141 |  |  |  |  | Kraft (Done) | Betadine Solution Swabstick Shipper | Analytical - SHIP_NY_32K_100_11.625-6.5-5.938
6OS42850 | Shipper Inspection | Liner Board Color | TM141 |  |  |  |  | Kraft (Done) | COR UN-PRINTED=44 ECT | Analytical - SHIP_44_2N
6OS45625 | Shipper Inspection | Liner Board Color | TM141 |  |  |  |  | Kraft (Done) | Betadine Solution Swabstick Shipper | Analytical - SHIP_NY_32K_100_6.875-6.5-5.938
6OS46250 | Shipper Inspection | Liner Board Color | TM141 |  |  |  |  | Kraft (Done) | CRU 17.125X6.6875X11.75 | Analytical - SHIP_29_1J
6OU12066 | Shipper Inspection | Liner Board Color | TM141 |  |  |  |  | Kraft (Done) | CRU 17-13/16X15-1/8X9 40ECT | Analytical - SHIP_40_1M
6OU21470 | Shipper Inspection | Liner Board Color | TM141 |  |  |  |  | Kraft (Done) | COR KIRKLAND HH GENERIC SHIPPR | Analytical - SHIP_40_1J
6OU31450 | Shipper Inspection | Liner Board Color | TM141 |  |  |  |  | Kraft (Done) | Prep H Totables 50ct Display | Analytical - SHIP_NY_44K_100_18.5-13.5-6.125
6OU35199 | Shipper Inspection | Liner Board Color | TM141 |  |  |  |  | Kraft (Done) | Dermira Shipper | Analytical - SHIP_NY_32K_100_19.75-12-11.375
6OU351LP | Shipper Inspection | Liner Board Color | TM141 |  |  |  |  | Kraft (Done) | 1440ct DRM4 Layer Pad | Analytical - SHIP_NY_32K_NA_19.500X11.750
6OU351TY | Shipper Inspection | Liner Board Color | TM141 |  |  |  |  | Kraft (Done) | 120ct DRM4 Tray | Analytical - SHIP_NY_32K_201_19.0625-2.8125-3.500
6OU37230 | Shipper Inspection | Liner Board Color | TM141 |  |  |  |  | Kraft (Done) | Harmon MTT Unprinted Shipper | Analytical - Shipper_NY_Skip lot testing
6OU38510 | Shipper Inspection | Liner Board Color | TM141 |  |  |  |  | Kraft (Done) | CVS Medicated Wipes Unprinted Shipper | Analytical - SHIP_32_1BG
6OU55510 | Shipper Inspection | Liner Board Color | TM141 |  |  |  |  | Kraft (Done) | Preparation H Rapid Relief Totables w/Lidocaine | Analytical - SHIP_NY_32K_100_11.75-6.25-8
6OU62620 | Shipper Inspection | Liner Board Color | TM141 |  |  |  |  | Kraft (Done) | Preparation H Rapid Relief Totables w/Lidocaine | Analytical - SHIP_NY_32K_100_15-9.5-8
6OX46500 | Shipper Inspection | Liner Board Color | TM141 |  |  |  |  | Kraft (Done) | Shipper - Project X (5.1 mL, 10.5 mL & 26 mL) | Analytical - SHIP_NY_32K_100_23.688-15.688-7.500
6PQ86984 | Shipper Inspection | Liner Board Color | TM141 |  |  |  |  | Kraft (Done) | Super Sani Cloth XL 65ct. Shipper | Analytical - SHIP_NY_32K_100_15.1875-10.1875-9.625
6PQ89072 | Shipper Inspection | Liner Board Color | TM141 |  |  |  |  | Kraft (Done) | PDI Sani-Cloth Plus Shipper | Analytical - SHIP_NY_44K_100_15.1875-10.1875-15.1875
6PS23125 | Shipper Inspection | Liner Board Color | TM141 |  |  |  |  | Kraft (Done) | PDI Duo-Swab Povidone-Iodine | Analytical - SHIP_NY_29K_100_17.125-6.6875-11.75
6QQ55172 | Shipper Inspection | Liner Board Color | TM141 |  |  |  |  | Kraft (Done) | Super Sani Cloth 160ct. Shipper | Analytical - SHIP_NY_44K_100_15.25-10.375-15.4375
6RQ55172 | Shipper Inspection | Liner Board Color | TM141 |  |  |  |  | Kraft (Done) | Super Sani Cloth Shipper | Analytical - SHIP_NY_44K_100_15.1875-10.1875-15.1875
6RQ55172 | Shipper Inspection | Liner Board Color | TM141 |  |  |  |  | Kraft (Done) | Super Sani Cloth Shipper | Analytical - Shipper_NY_Skip lot testing
2OP638 | Canister & Lid Inspection | Lip Width (for reference only) | Measurement | 0.14 |  | in | FDA,3 |  | Extra-Large Straight Walled Canister | Analytical - Reduced Testing_NY_Can 2OP638
2OP138 | Canister & Lid Inspection | Lip Width (for reference only) | Measurement | 0.14 |  | in | FDA,3 |  | Large Ribbed Straight Walled Canister | Analytical - Reduced Testing_NY_Can 2OP138
3OS407 | Swab Measurements | Mitt_Length_(Inches) | TM109 | 0.97 | 1.03 | in | FDA,3 |  | SWB SUPER BRUSH FOAM TIP SWABS | Analytical - Applicator_25B
3OS419 | Swab Measurements | Mitt_Length_(Inches) | TM109 | 1.16 | 1.36 | in | FDA,2 |  | SWB FOAM TIP SWABSTICK FLAT6" | Analytical - Applicator_25C
3OX465Q | Swab Measurements | Mitt_Length_(Inches) | CoA | 0.593 | 0.781 | in | FDA,3 |  | Swabstick, Cotton - Tipped | Analytical - Swab_NY_Swabstick, Cotton-Tipped
3OS407 | Swab Measurements | Mitt_Thickness_(Inches) | TM109 | 0.265 | 0.385 | in | FDA,3 |  | SWB SUPER BRUSH FOAM TIP SWABS | Analytical - Applicator_25B
3OS419 | Swab Measurements | Mitt_Thickness_(Inches) | TM109 | 0.41 | 0.53 | in | FDA,3 |  | SWB FOAM TIP SWABSTICK FLAT6" | Analytical - Applicator_25C
3OS407 | Swab Measurements | Mitt_Width_(Inches) | TM109 | 0.47 | 0.53 | in | FDA,2 |  | SWB SUPER BRUSH FOAM TIP SWABS | Analytical - Applicator_25B
3OS419 | Swab Measurements | Mitt_Width_(Inches) | TM109 | 1.1 | 1.3 | in | FDA,2 |  | SWB FOAM TIP SWABSTICK FLAT6" | Analytical - Applicator_25C
3OX465Q | Swab Measurements | Mitt_Width_(Inches) | CoA | 0.188 | 0.28 | in | FDA,3 |  | Swabstick, Cotton - Tipped | Analytical - Swab_NY_Swabstick, Cotton-Tipped
8OX351CK | Label Inspection | NP Structure | TM208 |  |  | in |  | 50# White Paper Stock (Done) | Prevantics -OR Tri-Fold IFU | Analytical - Label_NY_50#W_5_4
8OX461CK | Label Inspection | NP Structure | TM208 |  |  | in |  | 50# White Paper Stock (Done) | Prevantics -OR Bi-Fold IFU | Analytical - Label_NY_50#W_5_4
8OX465CK | Label Inspection | NP Structure | TM208 |  |  | in |  | 50# White Paper Stock (Done) | Prevantics-OR Bi-Fold IFU | Analytical - Label_NY_50#W_5_4
8OX510CK | Label Inspection | NP Structure | TM208 |  |  | in |  | 50# White Paper Stock (Done) | Prevantics-OR Tri-Fold IFU | Analytical - Label_NY_50#W_5_4
2JC699 | NULL | NULL | [6 empty] | PDI Alcohol Prep Pad | Analytical - Web_NY_Skip lot testing
2AA284SLI | Canister & Lid Inspection | Odor | TM208 |  |  |  |  | No solvent odor is present (Done) | Preparation H Solo | Analytical - Lid_01B
2AA592SLI | Canister & Lid Inspection | Odor | TM208 |  |  |  |  | No solvent odor is present (Done) | Preparation H Medicated Hemorrhoidal Wipes | Analytical - Lid_NY_NP7600_22R1
2AA714SLI | Canister & Lid Inspection | Odor | TM208 |  |  |  |  | No solvent odor is present (Done) | Dove Baby Wipes Solo | Analytical - Lid_01V
2AA922SLI | Canister & Lid Inspection | Odor | TM208 | [5 empty] | Dove Baby Wipes Solo | Analytical - Lid_01V
2AA922SLI | Canister & Lid Inspection | Odor | TM208 |  |  |  |  | No solvent odor is present (Done) | Dove Baby Wipes Solo | Analytical - Lid_NY_Skip lot testing
2AJ170SLI | Canister & Lid Inspection | Odor | TM208 |  |  |  |  | No solvent odor is present (Done) | Cetaphil Gentle Skin Cleansing Wipes Solo | Analytical - Lid_NY_NP7600_22FA
2OQ850 | Canister & Lid Inspection | Odor | TM208 |  |  |  |  | None detectable (Done) | Canister - Extra Large, Ribbed, White | Analytical - Reduced Testing_NY_Can 2OQ850
2AJ190SLI | Canister & Lid Inspection | Odor | TM208 |  |  |  |  | No solvent odor is present (Done) | Cetaphil Gentle Skin Cleansing Wipes Solo | Analytical - Lid_NY_NP7600_22V
2AJ324SLI | Canister & Lid Inspection | Odor | TM208 |  |  |  |  | No solvent odor is present (Done) | Cetaphil Gentle Skin Cleansing Wipes Solo | Analytical - Lid_NY_NP7600_22X
2AQ471LI | Canister & Lid Inspection | Odor | TM208 |  |  |  |  | None detectable (Done) | Medium Deep Well Lid | Analytical - Lid_04B_560_1
5AP027TY | Box Inspection | Odor | TM208 |  |  |  |  | None Detectable (Done) | TY PLASTIC NEUTROG DP CLN 25CT | Analytical - Box_57A
3OQ333 | Visual Inspection | Odor | TM208 |  |  |  |  | Meets specifications (Done) | Embossed Spunlaced Nonwoven - 37 1/2" | Analytical-Applicator_NY_ Embossed Spunlaced Nonwoven - 37 1/2"
2OQ753X | Canister & Lid Inspection | Odor | TM208 |  |  |  |  | None detectable (Done) | Canister - Large, Ribbed, White | Analytical - Reduced Testing_NY_Can 2OQ753 X
2OQ753 | Canister & Lid Inspection | Odor | TM208 |  |  |  |  | None detectable (Done) | CAN LARGE CANISTER COPOLYMER | Analytical - Reduced Testing_NY_Can 2OQ753
2BA585SLI | Canister & Lid Inspection | Odor | TM208 |  |  |  |  | No solvent odor is present (Done) | Aveeno Ultra-Calming Sensitive Skin MUR Wipes | Analytical - Lid_19AB
2BP308SLI | Canister & Lid Inspection | Odor | TM208 |  |  |  |  | No solvent odor is present (Done) | Aveeno Ultra-Calming Makeup removing Wipes | Analytical - Lid_Aveeno Ultra-Calming MUR
2OA632SLI | Solo Lid Inspection | Odor | TM208 |  |  |  |  | None detectable (Done) | Preparation H Medicated Hemorrhoidal Wipes | Analytical - Lid_NY_Prep H medicated Hemorrhoidal Wipes
2BQ084LI | Canister & Lid Inspection | Odor | TM208 |  |  |  |  | None detectable (Done) | Large Deep Well Lid 560 Orifice | Analytical - Lid_11A
2BQ471LI | Canister & Lid Inspection | Odor | TM208 |  |  |  |  | None detectable (Done) | Medium Deep Well Lid with 560 Orifice Trans Blue | Analytical - Lid_04F_560
2BQ551LI | Canister & Lid Inspection | Odor | TM208 |  |  |  |  | None detectable (Done) | Large Deep Well Lid PDI Orifice | Analytical - Lid_13A
2BQ551LI | Canister & Lid Inspection | Odor | TM208 |  |  |  |  | None detectable (Done) | Large Deep Well Lid PDI Orifice | Analytical - Lid_NY_Skip lot testing
2CA580SLI | Canister & Lid Inspection | Odor | TM208 |  |  |  |  | No solvent odor is present (Done) | Table Turners Cleaning Multi-Surface Wipes | Analytical - Lid_01R
2OA347SLI | Canister & Lid Inspection | Odor | TM208 |  |  |  |  | No solvent odor is present (Done) | Summer's Eve Fresh Cycle Cleans Cloths | Analytical - Lid_NY_Summer's Eve Fresh Cycle
2OA592SLI | Canister & Lid Inspection | Odor | TM208 |  |  |  |  | None detectable (Done) | Prep-H Medicated Wipes Solo | Analytical - Lid_NY_NP7600_22S
2OA632SLI | Canister & Lid Inspection | Odor | TM208 |  |  |  |  | No solvent odor is present (Done) | Preparation H Medicated Hemorrhoidal Wipes | Analytical - Lid_NY_Prep H medicated Hemorrhoidal Wipes
2OJ124SLI | Canister & Lid Inspection | Odor | TM208 |  |  |  |  | No solvent odor is present (Done) | Cetaphil Gentle Skin Cleansing Wipes Solo | Analytical - Lid_NY_Cetaphil Gentle Skin cleansing wipes solo
2OJ130SLI | Canister & Lid Inspection | Odor | TM208 |  |  |  |  | No solvent odor is present (Done) | Cetaphil Gentle Skin Cleansing Wipes Solo | Analytical - Lid_NY_NP7600_22Y
2OJ213SLI | Canister & Lid Inspection | Odor | TM208 |  |  |  |  | No solvent odor is present (Done) | LID SOLO HYGEA MULTIPURPOSE | Analytical - Lid_01A
2OM304SLI | Canister & Lid Inspection | Odor | TM208 |  |  |  |  | No solvent odor is present (Done) | Sani Professional No-Rinse Sanitizing Solo | Analytical - Lid_No-Rinse sanitizing Solo
2OM701SLI | Canister & Lid Inspection | Odor | TM208 |  |  |  |  | No solvent odor is present (Done) | Sani Professional No-Rinse Sanitizing Solo | Analytical - Lid_No-Rinse sanitizing Solo_01
2OP093LI | Canister & Lid Inspection | Odor | TM208 |  |  |  |  | None detectable (Done) | PP Threaded Blue cap | Analytical - Lid_NY_Threaded Blue Cap
2OP138 | Canister & Lid Inspection | Odor | TM208 |  |  |  |  | None detectable (Done) | Large Ribbed Straight Walled Canister | Analytical - Reduced Testing_NY_Can 2OP138
2OP138 | Canister & Lid Inspection | Odor | TM208 |  |  |  |  | None detectable (Done) | Large Ribbed Straight Walled Canister | Analytical - Skip Lot Relrase_NY_2OP138
2OP138 | Canister & Lid Inspection | Odor | TM208 |  |  |  |  | None detectable (Done) | Large Ribbed Straight Walled Canister | Analytical - Skip Lot Relrase_NY_2OP638
2OP138C | Canister & Lid Inspection | Odor | TM208 |  |  |  |  | None detectable (Done) | Large Ribbed Straight Walled Canister | Analytical - Skip Lot Relrase_NY_2OP138
2OP159LI | Canister & Lid Inspection | Odor | TM208 |  |  |  |  | None detectable (Done) | Large Deep Well Lid .560 Orifice Blue | Analytical - Lid_03B
5AP308TY | Box Inspection | Odor | TM208 |  |  |  |  | None Detectable (Done) | Plastic Wipes Try | Analytical - Box_63A
2OP242LI | Canister & Lid Inspection | Odor | TM208 |  |  |  |  | None detectable (Done) | Large Deep Well Lid-Sani Cloth Prime Lobe Orifice | Analytical - Lid_17C
3AP211 | Visual Inspection | Odor | TM208 |  |  |  |  | Meets specifications (Done) | Spunlaced Nonwoven 55gsm 37 1/2" | Analytical-Applicator_NY_Spunlaced Nonwoven 55gsm 37 1/2"
3OP138 | Visual Inspection | Odor | TM208 |  |  |  |  | Meets specifications (Done) | 40 gsm, Hydroentangled Nonwoven 30" with Diamond Emboss | Analytical - Applicator_36D
2OP280LI | Canister & Lid Inspection | Odor | TM208 |  |  |  |  | None detectable (Done) | Large Deep Well Lid- Bleach Orifice | Analytical - Lid_17A
2OP520LI | Canister & Lid Inspection | Odor | TM208 |  |  |  |  | None detectable (Done) | Large Deep Well Lid PDI Orifice | Analytical - Lid_NY_Skip lot testing
2OP638 | Canister & Lid Inspection | Odor | TM208 |  |  |  |  | None detectable (Done) | Extra-Large Straight Walled Canister | Analytical - Skip Lot Relrase_NY_2OP638
2OP638 | Canister & Lid Inspection | Odor | TM208 |  |  |  |  | None detectable (Done) | Extra-Large Straight Walled Canister | Analytical - Reduced Testing_NY_Can 2OP638
2OP638 | Canister & Lid Inspection | Odor | TM208 |  |  |  |  | None detectable (Done) | Extra-Large Straight Walled Canister | Analytical - Skip Lot Relrase_NY_2OP138
2OP638LI | Canister & Lid Inspection | Odor | TM208 |  |  |  |  | None detectable (Done) | Large Deep Well Lid PDI Orifice Translucent Gray | Analytical - Lid_13D
3XP667 | Visual Inspection | Odor | TM208 |  |  |  |  | Meets specifications (Done) | Spunlaced Nonwoven 50gsm 100% Polyester - 38.75" | Analytical-Applicator_NY_Spunlaced Nonwoven 50 gsm 100% Polyester-38.75"
2OQ850X | Canister & Lid Inspection | Odor | TM208 |  |  |  |  | None detectable (Done) | Canister - Extra Large, Ribbed, White | Analytical - Reduced Testing_NY_Can 2OQ850X
2OP638LI | Canister & Lid Inspection | Odor | TM208 |  |  |  |  | None detectable (Done) | Large Deep Well Lid PDI Orifice Translucent Gray | Analytical - Lid_NY_Skip lot testing
2OP638LI | Canister & Lid Inspection | Odor | TM208 |  |  |  |  | None detectable (Done) | Large Deep Well Lid PDI Orifice Translucent Gray | Analytical - Skip Lot Relrase_NY_2OP638
2OQ850LI | Canister & Lid Inspection | Odor | TM208 |  |  |  |  | None detectable (Done) | Large Deep Well Lid .560 Orifice | Analytical - Lid_NY_Skip lot testing
2OQ850LI | Canister & Lid Inspection | Odor | TM208 |  |  |  |  | None detectable (Done) | Large Deep Well Lid .560 Orifice | Analytical - Lid_11B
3OQ551 | Visual Inspection | Odor | TM208 | [5 empty] | 40gsm, Hydroentangled Nonwoven, 42" | Analytical - Applicator_15E
2OQ882LI | Canister & Lid Inspection | Odor | TM208 |  |  |  |  | None detectable (Done) | LID LG DW DP GREEN 560 ORIFICE | Analytical - Lid_12A
3OP197A-SU | Label Inspection | Odor | TM208 |  |  |  |  | No solvent odor is to be present (Done) | Spunlaced Embossed Nonwoven - 900mm | Analytical - Label_NY_NP7200_6.25-4.5
4ABBY12 | Canister & Lid Inspection | Odor | TM208 |  |  |  |  | None detectable (Done) | Liq Natural Baby | Analytical - Skip Lot Relrase_NY_2OP638
5AB123CP | Label Inspection | Odor | TM208 |  |  |  |  | No solvent odor is to be present (Done) | Clear Hang Tab w/Hang Tite 203A Clear Adhesive | Analytical - Label_NY_5AB123CP_1.9375-1.875
2OA347SLI | Solo Lid Inspection | Odor | TM208 |  |  |  |  | None detectable (Done) | Summer's Eve Fresh Cycle Cleans Cloths | Analytical - Lid_NY_Summer's Eve Fresh Cycle
2AJ170SLI | Solo Lid Inspection | Odor | TM208 |  |  |  |  | None detectable (Done) | Cetaphil Gentle Skin Cleansing Wipes Solo | Analytical - Lid_NY_NP7600_22FA
2AJ324SLI | Solo Lid Inspection | Odor | TM208 |  |  |  |  | None detectable (Done) | Cetaphil Gentle Skin Cleansing Wipes Solo | Analytical - Lid_NY_NP7600_22X
3OQ444 | Visual Inspection | Odor | TM208 |  |  |  |  | Meets specifications (Done) | Applicator- 36" Embossed Spunlaced Nonwoven | Analytical-Applicator_NY_36" Embossed Spunlaced Nonwoven
3OQ222 | Visual Inspection | Odor | TM208 |  |  |  |  | Meets specifications (Done) | Applicator - 30" Embossed Spunlaced Nonwoven | Analytical-Applicator_NY_ 30" Embossed Spunlaced Nonwoven
3OP093PD | Visual Inspection | Odor | TM208 |  |  |  |  | No objectionable odor Wet or Dry [Done] | Die Cut Pads 2.25" 90 Count | Analytical-Applicator_NY_Die Cut Pads
2OP093 | Canister & Lid Inspection | Odor | TM208 |  |  |  |  | None detectable (Done) | 10oz. Blue HDPE Bottle Grade Jar | Analytical - Skip Lot Release_NY_2OP093
3OA592 | Visual Inspection | Odor | TM208 |  |  |  |  | Meets specifications (Done) | Nonwoven Rolls Dispersible Unembossed - 6" width - 70gsm | Analytical - Applicator_NY_Nonwoven Rolls Dispersible Unembossed - 6" - 70gsm
2OP093 | Canister & Lid Inspection | Odor | TM208 |  |  |  |  | None detectable (Done) | 10oz. Blue HDPE Bottle Grade Jar | Analytical - Jar _10 oz Blue HDPE Grade Jar
2OP134 | Canister & Lid Inspection | Odor | TM208 |  |  |  |  | None detectable (Done) | Canister - Medium, Tapered White 4.1" | Analytical - Reduced Testing_NY_Can 2OP134
3OA580 | Visual Inspection | Odor | TM208 |  |  |  |  | Meets specifications (Done) | 45 gsm, Hydroentangled Nonwoven 11-1/2” | Analytical - Applicator_38A
3OJ213 | Visual Inspection | Odor | TM208 | [5 empty] | AP1 VJ 40 GSM 50% VISC/50% PET 12" | Analytical - Applicator_08A
2OJ130SLI | Solo Lid Inspection | Odor | TM208 |  |  |  |  | None detectable (Done) | Cetaphil Gentle Skin Cleansing Wipes Solo | Analytical - Lid_NY_NP7600_22Y
3OP134 | Visual Inspection | Odor | TM208 |  |  |  |  | Meets specifications (Done) | 35gsm Stora Flat - 30" | Analytical-Applicator_NY_35gsm Stora Flat - 30"
3XP134 | Visual Inspection | Odor | TM208 |  |  |  |  | Meets specifications (Done) | 35gsm Stora Flat - 36" | Analytical-Applicator_NY_35gsm Stora Flat - 36"
2OQ753 | Canister & Lid Inspection | Odor | TM208 |  |  |  |  | None detectable (Done) | CAN LARGE CANISTER COPOLYMER | Analytical - Skip Lot Release_NY_2OQ753
3DQ595N | Visual Inspection | Odor | TM208 |  |  |  |  | Meets specifications (Done) | AP1 SG THERMAL SH-PP-40 30" | Analytical - Applicator_10I
3OQ890N | Visual Inspection | Odor | TM208 |  |  |  |  | Meets specifications (Done) | AP1 SG THERMAL SH-PP-40 36" | Analytical - Applicator_01E
3OQ850N | Visual Inspection | Odor | TM208 | [5 empty] | Applicator Thermal Bonded Nonwoven-37 1/2" | Analytical - Applicator_01E
3BJ141 | Visual Inspection | Odor | TM208 |  |  |  |  | Meets specifications (Done) | AP1 VJ 43G 40/60 BGDOT 11.625 | Analytical - Applicator_07K
3XP253 | Visual Inspection | Odor | TM208 |  |  |  |  | Meets specifications (Done) | 35gsm Flat Thermoembonded Nonwoven 30" | Analytical - Applicator_NY_35gsm Flat Thermoembonded Nonwoven 30"
3OP242 | Visual Inspection | Odor | TM208 |  |  |  |  | Meets specifications (Done) | 35gsm Flat Thermoembonded Nonwoven 37.5" | Analytical - Applicator_NY_35gsm Flat Thermoembonded Nonwoven 37.5"
2OA592SLI | Solo Lid Inspection | Odor | TM208 |  |  |  |  | None detectable (Done) | Prep-H Medicated Wipes Solo | Analytical - Lid_NY_NP7600_22S
3AU228 | Visual Inspection | Odor | TM208 |  |  |  |  | Meets specifications (Done) | AP1 SP SPUNLACE 55G 50/50 7.5 | Analytical - Applicator_06I
3XP540 | Visual Inspection | Odor | TM208 |  |  |  |  | No objectionable odor Wet or Dry [Done] | Spunlaced Nonwoven 50gsm 100% Polyester - 42" | Analytical-Applicator_NY_Spunlaced Nonwoven 50 gsm 100% Polyester-42"
3OU265 | Visual Inspection | Odor | TM208 |  |  |  |  | Meets specifications (Done) | Spunlaced Nonwoven 50 gsm 100% Polyester – 11 1/2” | Analytical - Applicator_10H
2OQ850 | Canister & Lid Inspection | Odor | TM208 |  |  |  |  | None detectable (Done) | Canister - Extra Large, Ribbed, White | Analytical - Reduced Testing_NY_Can 2OQ850X
2OQ850X | Canister & Lid Inspection | Odor | TM208 |  |  |  |  | None detectable (Done) | Canister - Extra Large, Ribbed, White | Analytical - Reduced Testing_NY_Can 2OQ850
3XP138 | Visual Inspection | Odor | TM208 |  |  |  |  | Meets specifications (Done) | 40 gsm, Hydroentangled Nonwoven 37 1/2" with Diamond Emboss | Analytical - Applicator_36B
3OH592 | Visual Inspection | Odor | TM208 |  |  |  |  | Meets specifications (Done) | 40 gsm, Hydroentangled Nonwoven 7 7/8” with Diamond Emboss | Analytical - Applicator_36A
3OU275 | Visual Inspection | Odor | TM208 |  |  |  |  | Meets specifications (Done) | 40 gsm, Hydroentangled Nonwoven 11 3/4” with Diamond Emboss | Analytical - Applicator_36C
3OA347 | Visual Inspection | Odor | TM208 | [5 empty] | Nonwoven Rolls Dispersible Unembossed - 6" width-65 gsm | Analytical-Applicator_NY_Nonwoven Rolls Dispersable Unembossed- 6" width - 65 gsm
3OA911 | Visual Inspection | Odor | TM208 |  |  |  |  | Meets specifications (Done) | 55gsm Big Dot Embossed Nonwoven | Analytical - Applicator_NY_55gsm Big Dot Embossed Nonwoven
3OP257 | Visual Inspection | Odor | TM208 |  |  |  |  | No objectionable odor Wet or Dry [Done] | Spunlaced Nonwoven 50gsm 100% Polyester - 37.5" | Analytical-Applicator_NY_Spunlaced Nonwoven 50 gsm 100% Polyester-37.5"
3OA972 | Visual Inspection | Odor | TM208 |  |  |  |  | Meets specifications (Done) | 40 gsm, Hydroentangled Nonwoven 9" with Diamond Emboss | Analytical-Applicator_NY_40gsm Hydroentangled Nonwoven 9" with Diamond Emboss
2OP138C | Canister & Lid Inspection | Odor | TM208 |  |  |  |  | None detectable (Done) | Large Ribbed Straight Walled Canister | Analytical - Reduced Testing_NY_Can 2OP138C
8AA654SI | Label Inspection | Odor | TM208 |  |  |  |  | No solvent odor is to be present (Done) | LBL Remove Completely Label | Analytical - Label_A10
8AA654SI | Label Inspection | Odor | TM208 |  |  |  |  | No solvent odor is to be present (Done) | LBL Remove Completely Label | Analytical - Label_NY_Skip lot testing
8AA70900 | Label Inspection | Odor | TM208 |  |  |  |  | No solvent odor is to be present (Done) | Preparation H Medicated Wipes for Women | Analytical - Label_NY_NP9990_2.5-4.625
8AP02700RF | Label Inspection | Odor | TM208 |  |  |  |  | No solvent odor is to be present (Done) | Neutrogena Deep Clean Oil Free Makeup Rmvr | Analytical - Label_NY_NP9815_73-85
8AP13800 | Label Inspection | Odor | TM208 |  |  |  |  | No solvent odor is to be present (Done) | PDI Sani Cloth AF3 Front Label | Analytical - Label_NY_NP7200_6.25-4
8AP21100A | Label Inspection | Odor | TM208 |  |  |  |  | No solvent odor is to be present (Done) | Neutrogena makeup Remover Cleans Twlts | Analytical - Label_NY_NP9890_85-73
8AP22800 | Label Inspection | Odor | TM208 |  |  |  |  | No solvent odor is to be present (Done) | Sani pro - Sani Cloth Disinfecting Multi-surface Wipes | Analytical - Label_NY_NP7200_5.8125-6.5
3OA347 | Visual Inspection | Odor | TM208 |  |  |  |  | Meets specifications (Done) | Nonwoven Rolls Dispersible Unembossed - 6" width-65 gsm | Microbiologu - Bioburden_Applicator_NY
8AP24200 | Label Inspection | Odor | TM208 |  |  |  |  | No solvent odor is to be present (Done) | Sani-Cloth Prime Extra Large Wipe | Analytical - Label_NY_NP7200_5.8125-6.5
8AP25300 | Label Inspection | Odor | TM208 |  |  |  |  | No solvent odor is to be present (Done) | PDI Sani Cloth Prime Front Label | Analytical - Label_NY_NP7200_6.25-4.5
8AP25301 | Label Inspection | Odor | TM208 |  |  |  |  | No solvent odor is to be present (Done) | PDI Sani Cloth Prime Back Label | Analytical - Label_NY_NP7200_6.25-4.5
8AP32800 | Label Inspection | Odor | TM208 |  |  |  |  | No solvent odor is to be present (Done) | Neutrogena Oil-Free Cleansing Wipes | Analytical - Label_NY_NP98372_73-85
8AP33700 | Label Inspection | Odor | TM208 |  |  |  |  | No solvent odor is to be present (Done) | Neutrogena Deep Clean MUR Wipes Reseal | Analytical - Label_NY_NP9815_73-85
8AP34500A | Label Inspection | Odor | TM208 |  |  |  |  | No solvent odor is to be present (Done) | Avon Makeup Remover Wipes Reseal. | Analytical - Label_NY_NP9800_3.375-2.3437
2AA592SLI | Solo Lid Inspection | Odor | TM208 |  |  |  |  | None detectable (Done) | Preparation H Medicated Hemorrhoidal Wipes | Analytical - Lid_NY_NP7600_22R1
8AP52000 | Label Inspection | Odor | TM208 |  |  |  |  | No solvent odor is to be present (Done) | Henry Schein Maxi Wipe 65ct | Analytical - Label_NY_Skip lot testing
8AP52001 | Label Inspection | Odor | TM208 |  |  |  |  | No solvent odor is to be present (Done) | LBL HENRY SCHEIN MAXI WIPE | Analytical - Label_NY_Skip lot testing
8AP520CK | Label Inspection | Odor | TM208 |  |  |  |  | No solvent odor is to be present (Done) | Henry Schein Maxi Wipe | Analytical - Label_NY_Skip lot testing
8AP56701 | Label Inspection | Odor | TM208 |  |  |  |  | No solvent odor is to be present (Done) | Sani Professional No Rinse Sanitizing Multi-Surface Wipes | Analytical - Label_NY_NP7200_5.8125-6.5
8AP60100RF | Label Inspection | Odor | TM208 |  |  |  |  | No solvent odor is to be present (Done) | Neutrogena makeup Remover Cleans Twlts | Analytical - Label_NY_NP9890_73-85
8AP63800 | Label Inspection | Odor | TM208 |  |  |  |  | No solvent odor is to be present (Done) | PDI Sani Cloth AF3 65ct | Analytical - Label_NY_NP7200_5.8125-6.5
8AP66701 | Label Inspection | Odor | TM208 |  |  |  |  | No solvent odor is to be present (Done) | Sani Professional No Rinse Sanitizing Multi-Surface Wipes | Analytical - Label_NY_NP7200_5.8125-6.5
3DQ595 | Visual Inspection | Odor | TM208 |  |  |  |  | Meets specifications (Done) | AP1 SG THERMAL SH-PP-40 30" | Analytical - Applicator_10D
8AP713RSL | Label Inspection | Odor | TM208 |  |  |  |  | No solvent odor is to be present (Done) | Cetaphil Gentle Skin Cleansing Cloths Reseal | Analytical - Label_NY_NP9800_3.375-2.3437
2OP638 | Canister & Lid Inspection | Odor | TM208 |  |  |  |  | None detectable (Done) | Extra-Large Straight Walled Canister | Analytical - Reduced Testing_NY_Can 2OP638
2OP138 | Canister & Lid Inspection | Odor | TM208 |  |  |  |  | None detectable (Done) | Large Ribbed Straight Walled Canister | Analytical - Reduced Testing_NY_Can 2OP138
8AU120CK | Label Inspection | Odor | TM208 |  |  |  |  | No solvent odor is to be present (Done) | PDI Hygea Personal Cleansing Washcloths | Analytical - Label_NY_NP7030_6-4
8BA70900 | Label Inspection | Odor | TM208 |  |  |  |  | No solvent odor is to be present (Done) | Preparation H Medicated Hemorrhoidal Wipes for Women | Analytical - Label_NY_NP9990_2.5-4.625
8BB196CK | Label Inspection | Odor | TM208 |  |  |  |  | No solvent odor is to be present (Done) | PDI Prevantics Device Swab Case label | Analytical - Label_NY_NP7030_6-5
8BB470CK | Label Inspection | Odor | TM208 |  |  |  |  | No solvent odor is to be present (Done) | PDI Io-Gone Iodine Remover Pad | Analytical - Label_NY_NP7030_6-4
8BP12801 | Label Inspection | Odor | TM208 |  |  |  |  | No solvent odor is to be present (Done) | PDI Sani Hands Sanitizing Wipes | Analytical - Label_NY_NP7200_4.5-4
8BP128CK | Label Inspection | Odor | TM208 |  |  |  |  | No solvent odor is to be present (Done) | PDI Sani Hands Sanitizing Wipes Case Label | Analytical - Label_NY_NP7030_9-2.625
8BP13800 | Label Inspection | Odor | TM208 |  |  |  |  | No solvent odor is to be present (Done) | PDI Sani Cloth AF3 Large Front Label | Analytical - Label_NY_NP7200_6.25-4.5
8BP13801 | Label Inspection | Odor | TM208 |  |  |  |  | No solvent odor is to be present (Done) | PDI Sani Cloth AF3 Back Label | Analytical - Label_NY_NP7200_6.25-4
3OP081 | Visual Inspection | Odor | TM208 | [5 empty] | Rolls Flat Spunlaced Nonwoven - 55 gsm | Analytical - Applicator_NY_Rolls Flat Spunlaced Nonwoven-55gsm-30"
8BP22801 | Label Inspection | Odor | TM208 |  |  |  |  | No solvent odor is to be present (Done) | Sani Professional Sani Wipe Back Label. | Analytical - Label_NY_NP7200_5.8125-6.5
8BP25300 | Label Inspection | Odor | TM208 |  |  |  |  | No solvent odor is to be present (Done) | PDI Sani Cloth Prime Front Label | Analytical - Label_NY_NP7200_6.25-4.5
8BP28400 | Label Inspection | Odor | TM208 |  |  |  |  | No solvent odor is to be present (Done) | Neutrogena Oil-Free Cleansing Wipes | Analytical - Label_NY_NP98372_73-85
8BP54001 | Label Inspection | Odor | TM208 |  |  |  |  | No solvent odor is to be present (Done) | PDI Sani Cloth Bleach 75ct | Analytical - Label_NY_Skip lot testing
8BQ76500 | Label Inspection | Odor | TM208 | [5 empty] | PDI Sani Hands Hand Sanitizing Wipes | Analytical - Label_NY_NP7200_6-3.75
8BQ76501 | Label Inspection | Odor | TM208 |  |  |  |  | No solvent odor is to be present (Done) | PDI Sani-Hands Hand Sanitizing Wipes CDA | Analytical - Label_NY_NP7200_3.75-6
8BS423CL | Label Inspection | Odor | TM208 |  |  |  |  | No solvent odor is to be present (Done) | PDI Povidone-Iodine Swabstick 3's | Analytical - Label_NY_NP7030_6-5
8CH128CK | Label Inspection | Odor | TM208 |  |  |  |  | No solvent odor is to be present (Done) | CVS Hand Sanitizer Wipes Packet | Analytical - Label_NY_NP7030_9-2.625
2AJ190SLI | Solo Lid Inspection | Odor | TM208 |  |  |  |  | None detectable (Done) | Cetaphil Gentle Skin Cleansing Wipes Solo | Analytical - Lid_NY_NP7600_22V
8CH211CK | Label Inspection | Odor | TM208 |  |  |  |  | No solvent odor is to be present (Done) | CVS pharmacy Total Home Antibac. Moist Wipes | Analytical - Label_A12
8CP12800 | Label Inspection | Odor | TM208 |  |  |  |  | No solvent odor is to be present (Done) | PDI Sani Hands Sanitizing Wipes | Analytical - Label_NY_NP7200_4.5-4
8CP13400 | Label Inspection | Odor | TM208 | [5 empty] | PDI Sani-Hands 135ct Front Label | Analytical - Label_NY_Skip lot testing
8CP13400 | Label Inspection | Odor | TM208 |  |  |  |  | No solvent odor is to be present (Done) | PDI Sani-Hands 135ct Front Label | Analytical - Label_NY_NP7100_4.5-4
8CP13801 | Label Inspection | Odor | TM208 |  |  |  |  | No solvent odor is to be present (Done) | PDI Sani Cloth AF3 Back Label | Analytical - Label_NY_NP7200_6.25-4.5
8CP15900 | Label Inspection | Odor | TM208 |  |  |  |  | No solvent odor is to be present (Done) | PDI Sani-Hands 220ct Front Label | Analytical - Label_NY_NP7100/NP7200_6-3.75
4FQ51801 | Visual Inspection | Odor | TM208 | [5 empty] | LIQ IMPROVED GERMICIDAL CLEANI | Analytical - BL_Sani_07C
8CP44500 | Label Inspection | Odor | TM208 |  |  |  |  | No solvent odor is to be present (Done) | Sani Professional Sani Hands Antibac. Wipes | Analytical - Label_NY_NP7200_5.8125-6.5
8CP63801 | Label Inspection | Odor | TM208 | [5 empty] | PDI Sani Cloth AF3 65ct | Analytical - Label_A20
8CP63801 | Label Inspection | Odor | TM208 |  |  |  |  | No solvent odor is to be present (Done) | PDI Sani Cloth AF3 65ct | Analytical - Label_NY_NP7200_5.8125-6.5
8CP68301 | Label Inspection | Odor | TM208 |  |  |  |  | No solvent odor is to be present (Done) | LBL HENRY SCHEIN MAXI 160 CAN BACK NP7100 | Analytical - Label_NY_NP7200_5.8125-6.5
8CP68301 | Label Inspection | Odor | TM208 | [5 empty] | LBL HENRY SCHEIN MAXI 160 CAN BACK NP7100 | Analytical - Label_A20
8DP13401 | Label Inspection | Odor | TM208 |  |  |  |  | No solvent odor is to be present (Done) | PDI Sani-Hands 135ct Back Label | Analytical - Label_NY_NP7200_4.5-4
8DP43500 | Label Inspection | Odor | TM208 |  |  |  |  | No solvent odor is to be present (Done) | Sani Professional Sani Hands 150ct | Analytical - Label_NY_NP7200_4-4.5
8DP54000 | Label Inspection | Odor | TM208 |  |  |  |  | No solvent odor is to be present (Done) | PDI Sani Cloth Bleach 75ct | Analytical - Label_NY_Skip lot testing
8DP92000 | Label Inspection | Odor | TM208 |  |  |  |  | No solvent odor is to be present (Done) | Sani Professional Sani-Hands 300ct | Analytical - Label_NY_NP7200_6.5-5.8125
8DQ85400 | Label Inspection | Odor | TM208 |  |  |  |  | No solvent odor is to be present (Done) | LBL PDI SANI CLOTH HB 65CT CAN FRT NP7100 | Analytical - Label_A41
8DQ85401 | Label Inspection | Odor | TM208 |  |  |  |  | No solvent odor is to be present (Done) | LBL PDI SANI CLOTH HB 65CT CAN BCK NP7100 | Analytical - Label_A41
8DQ85900 | Label Inspection | Odor | TM208 |  |  |  |  | No solvent odor is to be present (Done) | PDI Sani Cloth Plus | Analytical - Label_NY_NP7200_5.5625-6.25
8DQ85901 | Label Inspection | Odor | TM208 |  |  |  |  | No solvent odor is to be present (Done) | PDI Sani Cloth Plus 65ct Canada | Analytical - Label_NY_NP7200_5.5625-6.25
8DQ91401 | Label Inspection | Odor | TM208 |  |  |  |  | No solvent odor is to be present (Done) | Ecolab Asepti-Wipe II 180ct | Analytical - Label_NY_NP7200_6.25-4.5
8DQ914SL | Label Inspection | Odor | TM208 |  |  |  |  | No solvent odor is to be present (Done) | Ecolab Asepti-Wipe II Case Label | Analytical - Label_NY_NP7030_9-7
8EP15901 | Label Inspection | Odor | TM208 |  |  |  |  | No solvent odor is to be present (Done) | PDI Sani-Hands 220ct Back Label | Analytical - Label_NY_NP7200_6.25-4
3OJ213 | Visual Inspection | Odor | TM208 |  |  |  |  | Meets specifications (Done) | AP1 VJ 40 GSM 50% VISC/50% PET 12" | Analytical-Applicator_NY_Skip lot testing
3XP667 | Visual Inspection | Odor | TM208 |  |  |  |  | No objectionable odor Wet or Dry [Done] | Spunlaced Nonwoven 50gsm 100% Polyester - 38.75" | Analytical-Applicator_NY_Skip lot testing
3XP540 | Visual Inspection | Odor | TM208 | [5 empty] | Spunlaced Nonwoven 50gsm 100% Polyester - 42" | Analytical - Applicator_NY_Skip lot testing
3OQ333 | Visual Inspection | Odor | TM208 |  |  |  |  | Meets specifications (Done) | Embossed Spunlaced Nonwoven - 37 1/2" | Analytical-Applicator_NY_Skip lot testing
3OP920 | Visual Inspection | Odor | TM208 |  |  |  |  | Meets specifications (Done) | SMS Nonwovens Honeycomb Embossed- 35 gsm - 953 mm | Analytical-Applicator_NY_SMS Nonwovens Honeycomb Embossed- 35 gsm - 37.5"
8EP43501 | Label Inspection | Odor | TM208 |  |  |  |  | No solvent odor is to be present (Done) | Sani Professional Sani Hands 150ct | Analytical - Label_NY_NP7200_4-4.5
8EP44501 | Label Inspection | Odor | TM208 |  |  |  |  | No solvent odor is to be present (Done) | Sani Professional Sani Hands Antibac. Wipes | Analytical - Label_NY_NP7200_5.8125-6.5
8EP68300 | Label Inspection | Odor | TM208 |  |  |  |  | No solvent odor is to be present (Done) | Henry Schein Maxi Wipe 160ct. | Analytical - Label_NY_NP7200_6.25-4.5
8EP68301 | Label Inspection | Odor | TM208 |  |  |  |  | No solvent odor is to be present (Done) | Henry Schein Maxi Wipe 160ct. | Analytical - Label_NY_NP7200_6.25-4.5
8EP92001 | Label Inspection | Odor | TM208 |  |  |  |  | No solvent odor is to be present (Done) | Sani Professional Sani-Hands 300ct | Analytical - Label_NY_NP7200_6.5-5.8125
2OQ850 | Canister & Lid Inspection | Odor | TM208 |  |  |  |  | None detectable (Done) | Canister - Extra Large, Ribbed, White | Analytical - Skip Lot Release_NY_2OQ850
8EQ90100 | Label Inspection | Odor | TM208 |  |  |  |  | No solvent odor is to be present (Done) | Sani-Cloth Plus 160ct. Canada | Analytical - Label_NY_NP7200_6.25-4.5
8EQ901CK | Label Inspection | Odor | TM208 |  |  |  |  | No solvent odor is to be present (Done) | PDI Sani Cloth Plus 160ct Canada cs Label | Analytical - Label_NY_NP7030_9-7
8FQ08400 | Label Inspection | Odor | TM208 |  |  |  |  | No solvent odor is to be present (Done) | PDI Sani Cloth HB 160ct | Analytical - Label_NY_NP7200_6.25-4.5
8FQ08401 | Label Inspection | Odor | TM208 |  |  |  |  | No solvent odor is to be present (Done) | PDI Sani Cloth HB 160ct | Analytical - Label_NY_NP7200_6.25-4.5
8FQ85000 | Label Inspection | Odor | TM208 |  |  |  |  | No solvent odor is to be present (Done) | PDI Sani Cloth Plus 65ct | Analytical - Label_NY_NP7200_5.5625-6.25
8FQ859CK | Label Inspection | Odor | TM208 |  |  |  |  | No solvent odor is to be present (Done) | PDI Sani Cloth Plus 65ct Canada | Analytical - Label_NY_NP7030_9-7
8FQ90101 | Label Inspection | Odor | TM208 |  |  |  |  | No solvent odor is to be present (Done) | PDI Sani Cloth Plus 160ct Canada | Analytical - Label_NY_NP7200_6-3.75
8FQ91400 | Label Inspection | Odor | TM208 |  |  |  |  | No solvent odor is to be present (Done) | Ecolab Asepti-Wipe II 180ct | Analytical - Label_NY_NP7200_6.25-4.5
8GQ772SK | Label Inspection | Odor | TM208 |  |  |  |  | No solvent odor is to be present (Done) | LBL PDI BILINE NOT A SKIN WIPE | Analytical - Label_B03
8GQ90101 | Label Inspection | Odor | TM208 |  |  |  |  | No solvent odor is to be present (Done) | Sani-Cloth Plus 160ct. Canada | Analytical - Label_NY_NP7200_6.25-4.5
8HQ50701 | Label Inspection | Odor | TM208 |  |  |  |  | No solvent odor is to be present (Done) | Crosstex Sanitex Plus 160ct | Analytical - Label_NY_NP7200_6.25-4.5
8HQ86900 | Label Inspection | Odor | TM208 |  |  |  |  | No solvent odor is to be present (Done) | PDI Super Sani Cloth 65ct | Analytical - Label_NY_NP7200_6.5-5.8125
8IQ50700 | Label Inspection | Odor | TM208 |  |  |  |  | No solvent odor is to be present (Done) | Crosstex Sanitex PLUS 160ct | Analytical - Label_NY_NP7200_6.25-4.5
8JQ86901 | Label Inspection | Odor | TM208 |  |  |  |  | No solvent odor is to be present (Done) | PDI Super Sani Cloth XL 65ct | Analytical - Label_NY_NP7200_6.5-5.8125
8JQ89000 | Label Inspection | Odor | TM208 |  |  |  |  | No solvent odor is to be present (Done) | Sani-Cloth Plus 160 ct front | Analytical - Label_NY_NP7200_6.25-4.5
8KQ89001 | Label Inspection | Odor | TM208 |  |  |  |  | No solvent odor is to be present (Done) | PDI Sani-Cloth Plus Back | Analytical - Label_NY_NP7200_6.25-4.5
8LQ55101 | Label Inspection | Odor | TM208 |  |  |  |  | No solvent odor is to be present (Done) | PDI Super Sani Cloth 160ct. | Analytical - Label_NY_NP7200_6.25-4
8MB10800 | Label Inspection | Odor | TM208 |  |  |  |  | No solvent odor is to be present (Done) | PDI Prevantics Swab Case Label | Analytical - Label_NY_NP7030_6-5
8MQ55100 | Label Inspection | Odor | TM208 |  |  |  |  | No solvent odor is to be present (Done) | PDI Super Sani Cloth 160ct. | Analytical - Label_NY_NP7200_6.25-4.5
8MQ55101 | Label Inspection | Odor | TM208 |  |  |  |  | No solvent odor is to be present (Done) | PDI Super Sani Cloth 160ct. | Analytical - Label_NY_NP7200_6.25-4.5
8NB10800 | Label Inspection | Odor | TM208 |  |  |  |  | No solvent odor is to be present (Done) | PDI Prevantics Swab Case Label | Analytical - Label_NY_NP7030_6-5
8NS40750 | Label Inspection | Odor | TM208 |  |  |  |  | No solvent odor is to be present (Done) | PDI Prevantics Swabstick Case Label | Analytical - Label_NY_NP7030_6-5
8NS41950 | Label Inspection | Odor | TM208 |  |  |  |  | No solvent odor is to be present (Done) | PDI Prevantics Maxi Swabstick Case Label | Analytical - Label_NY_NP7030_6-5
8OA407SI | Label Inspection | Odor | TM208 |  |  |  |  | No solvent odor is to be present (Done) | Feminine Hygiene Solo Lid Inner Label | Analytical - Label_A10
8OB123CK | Label Inspection | Odor | TM208 |  |  |  |  | No solvent odor is to be present (Done) | PDI Prevantics Device Swab Case label | Analytical - Label_NY_NP7030_6-5
8OD024CK | Label Inspection | Odor | TM208 |  |  |  |  | No solvent odor is to be present (Done) | Wet Nap 24ct. Fresh Antibacterial Hand Wipes Cs. Lbl | Analytical - Label_NY_NP7030_9-2.625
8OD243CK | Label Inspection | Odor | TM208 |  |  |  |  | No solvent odor is to be present (Done) | Wet-Nap Fresh Antibacterial Hand Wipes | Analytical - Label_NY_NP7030_9-2.625
3OQ222 | Visual Inspection | Odor | TM208 | [5 empty] | Applicator - 30" Embossed Spunlaced Nonwoven | Analytical-Applicator_NY_ Embossed Spunlaced Nonwoven - 37 1/2"
3OQ444 | Visual Inspection | Odor | TM208 |  |  |  |  | Meets specifications (Done) | Applicator- 36" Embossed Spunlaced Nonwoven | Analytical-Applicator_NY_Skip lot testing
8OH217UP | Label Inspection | Odor | TM208 |  |  |  |  | No solvent odor is to be present (Done) | LBL SAFEWAY H.S. WPS. CS LBL | Analytical - Label_A25
8OH450CK | Label Inspection | Odor | TM208 |  |  |  |  | No solvent odor is to be present (Done) | CVS Cleansing Cloths for Sensitive Skin | Analytical - Label_NY_NP7030_9-2.625
8OJ22750 | Label Inspection | Odor | TM208 |  |  |  |  | No solvent odor is to be present (Done) | LBL PDI HYGEA MULTI PURPOSE NP9800 | Analytical - Label_A11
8OP03700 | Label Inspection | Odor | TM208 |  |  |  |  | No solvent odor is to be present (Done) | Simple Sensitive Skin Experts Cleans. Facial Wipes 25ct US | Analytical - Label_NY_NP9840_87-75
8OP06300 | Label Inspection | Odor | TM208 |  |  |  |  | No solvent odor is to be present (Done) | Simple Sensitive Skin Experts Cleans facial Wipes 25ct Canada | Analytical - Label_NY_NP9840_87-75
8OP065RSL | Label Inspection | Odor | TM208 |  |  |  |  | No solvent odor is to be present (Done) | Ponds Evening Soothe Twlts. | Analytical - Label_NY_NP9995_2.625-3.375
8OP067RSL | Label Inspection | Odor | TM208 |  |  |  |  | No solvent odor is to be present (Done) | Ponds Original Fresh Reseal. Label | Analytical - Label_NY_NP9995_2.625-3.375
8OP07200 | Label Inspection | Odor | TM208 |  |  |  |  | No solvent odor is to be present (Done) | Simple Sensitive Skin Experts Cleans. Facial Wipes 7ct Canada | Analytical - Label_NY_NP9840_87-75
8OP073RSL | Label Inspection | Odor | TM208 |  |  |  |  | No solvent odor is to be present (Done) | Ponds Luminous Clean Twlts. | Analytical - Label_NY_NP9995_2.625-3.375
8OP081RSL | Label Inspection | Odor | TM208 |  |  |  |  | No solvent odor is to be present (Done) | Ponds Original Fresh Twlts. | Analytical - Label_NY_NP9995_2.625-3.375
8OP08700 | Label Inspection | Odor | TM208 |  |  |  |  | No solvent odor is to be present (Done) | Cetaphil Gentle Makeup Removing Wipes | Analytical - Label_NY_NP9800_3.375-2.625
8OP09100 | Label Inspection | Odor | TM208 |  |  |  |  | No solvent odor is to be present (Done) | Cetaphil Gentle Makeup Removing Wipes | Analytical - Label_NY_NP9991_3.375-2.625
8OP09300 | Label Inspection | Odor | TM208 |  |  |  |  | No solvent odor is to be present (Done) | Noxzema Ultimate Clear Anti-Blemish Pads -Front | Analytical - Label_NY_NP7110_2.55-3
8OP09301 | Label Inspection | Odor | TM208 |  |  |  |  | No solvent odor is to be present (Done) | Noxzema Ultimate Clear Anti-Blemish Pads -Back | Analytical - Label_NY_NP7110_2.55-5
8OP19500 | Label Inspection | Odor | TM208 |  |  |  |  | No solvent odor is to be present (Done) | Simple Sensitive Skin Experts Micellar Cleansing Wipes 25ct | Analytical - Label_NY_NP9840_87-75
8OP205RSL | Label Inspection | Odor | TM208 |  |  |  |  | No solvent odor is to be present (Done) | Ponds Exfoliating Renewal Twlts. | Analytical - Label_NY_NP9995_2.625-3.375
8OP214RSL | Label Inspection | Odor | TM208 |  |  |  |  | No solvent odor is to be present (Done) | Proactiv Cleansing Wipes 25ct. | Analytical - Label_NY_NP9991_3.375-2.625
3OQ222 | Visual Inspection | Odor | TM208 |  |  |  |  | Meets specifications (Done) | Applicator - 30" Embossed Spunlaced Nonwoven | Analytical-Applicator_NY_36" Embossed Spunlaced Nonwoven
3OQ444 | Visual Inspection | Odor | TM208 | [5 empty] | Applicator- 36" Embossed Spunlaced Nonwoven | Analytical-Applicator_NY_ 30" Embossed Spunlaced Nonwoven
8OP223RSL | Label Inspection | Odor | TM208 |  |  |  |  | No solvent odor is to be present (Done) | Simple Sensitive Skin Experts Cleans. Facial Wipes 25ct | Analytical - Label_NY_NP9840_87-75
8OP227RSL | Label Inspection | Odor | TM208 |  |  |  |  | No solvent odor is to be present (Done) | LBL Rigid L' Oreal CCL NP9997 | Analytical - Label_NY_NP9997_2.625-3.375
8OP22900RF | Label Inspection | Odor | TM208 |  |  |  |  | No solvent odor is to be present (Done) | Neutrogena Naturals Purifying Makeup Remover | Analytical - Label_NY_NP98371_78-61
8OP24200 | Label Inspection | Odor | TM208 |  |  |  |  | No solvent odor is to be present (Done) | Sani-Cloth Prime Extra Large Wipe | Analytical - Label_NY_NP7200_5.8125-6.5
8OP24201 | Label Inspection | Odor | TM208 |  |  |  |  | No solvent odor is to be present (Done) | Sani-Cloth Prime Extra Large Wipe | Analytical - Label_NY_NP7200_5.8125-6.5
8OP25301 | Label Inspection | Odor | TM208 |  |  |  |  | No solvent odor is to be present (Done) | PDI Sani Cloth Prime Back Label | Analytical - Label_NY_NP7200_6.25-4
8OP25700 | Label Inspection | Odor | TM208 |  |  |  |  | No solvent odor is to be present (Done) | PDI Sani Cloth Bleach 65ct. | Analytical - Label_A41
8OP25701 | Label Inspection | Odor | TM208 |  |  |  |  | No solvent odor is to be present (Done) | PDI Sani Cloth Bleach 65ct. | Analytical - Label_A41
8OP260RSL | Label Inspection | Odor | TM208 |  |  |  |  | No solvent odor is to be present (Done) | Avon ANEW Clean Facial Cleans. Wipes Reseal. | Analytical - Label_NY_NP7700_3.375-2.3437
8OP26300 | Label Inspection | Odor | TM208 |  |  |  |  | No solvent odor is to be present (Done) | Ecolab Eco-Wipe Duo | Analytical - Label_NY_NP7200_6.5-5.8125
3OQ222 | Visual Inspection | Odor | TM208 |  |  |  |  | Meets specifications (Done) | Applicator - 30" Embossed Spunlaced Nonwoven | Analytical-Applicator_NY_Skip lot testing
3OQ333 | Visual Inspection | Odor | TM208 |  |  |  |  | Meets specifications (Done) | Embossed Spunlaced Nonwoven - 37 1/2" | Analytical-Applicator_NY_36" Embossed Spunlaced Nonwoven
3OQ444 | Visual Inspection | Odor | TM208 | [5 empty] | Applicator- 36" Embossed Spunlaced Nonwoven | Analytical-Applicator_NY_ Embossed Spunlaced Nonwoven - 37 1/2"
8OP26301 | Label Inspection | Odor | TM208 |  |  |  |  | No solvent odor is to be present (Done) | Ecolab Eco-Wipe Duo | Analytical - Label_NY_NP7200_6.5-5.8125
8OP263CK | Label Inspection | Odor | TM208 |  |  |  |  | No solvent odor is to be present (Done) | Ecolab Eco-Wipe Duo Case Label | Analytical - Label_NY_NP7030_8.5-6.5
8OP27200 | Label Inspection | Odor | TM208 |  |  |  |  | No solvent odor is to be present (Done) | Eco-Wipe Duo | Analytical - Label_NY_NP7200_5.8125-6.5
8OP27201 | Label Inspection | Odor | TM208 |  |  |  |  | No solvent odor is to be present (Done) | Eco-Wipe Duo | Analytical - Label_NY_NP7200_5.8125-6.5
8OP29400 | Label Inspection | Odor | TM208 |  |  |  |  | No solvent odor is to be present (Done) | Ecolab Eco-Wipe Duo | Analytical - Label_NY_NP7200_6.5-5.8125
8OP29401 | Label Inspection | Odor | TM208 |  |  |  |  | No solvent odor is to be present (Done) | Ecolab Eco-Wipe Duo | Analytical - Label_NY_NP7200_6.5-5.8125
8OP294CK | Label Inspection | Odor | TM208 |  |  |  |  | No solvent odor is to be present (Done) | Ecolab Eco-Wipe Duo Case Label | Analytical - Label_NY_NP7030_8.5-6.5
8OP308SIRF | Label Inspection | Odor | TM208 |  |  |  |  | No solvent odor is to be present (Done) | Remove Completely Label | Analytical - Label_NY_NP9300_2-1.375
8OP47101 | Label Inspection | Odor | TM208 |  |  |  |  | No solvent odor is to be present (Done) | Sani Professional Sani-Hands 300ct | Analytical - Label_NY_NP7200_6.5-5.8125
8OP56700 | Label Inspection | Odor | TM208 |  |  |  |  | No solvent odor is to be present (Done) | Sani Professional No Rinse Sanitizing Multi-Surface Wipes | Analytical - Label_NY_NP7200_5.8125-6.5
8OP585SIRF | Label Inspection | Odor | TM208 |  |  |  |  | No solvent odor is to be present (Done) | Remove Completely Label | Analytical - Label_NY_NP9300_1.375-2
8OP587RSL | Label Inspection | Odor | TM208 |  |  |  |  | No solvent odor is to be present (Done) | Proactiv Cleansing Wipes 25ct. | Analytical - Label_NY_NP9991_3.375-2.625
8OP63000RF | Label Inspection | Odor | TM208 |  |  |  |  | No solvent odor is to be present (Done) | Aveeno Positively Radiant Make-up Removing Wipes | Analytical - Label_NY_NP9837_85-73
8OP80600RF | Label Inspection | Odor | TM208 |  |  |  |  | No solvent odor is to be present (Done) | Clean & Clear Night Relaxing All-in-one Cleansing Wipes | Analytical - Label_NY_NP9837_85-73
8OU130CK | Label Inspection | Odor | TM208 |  |  |  |  | No solvent odor is to be present (Done) | Grime Boss Original Citrus 1ct. | Analytical - Label_NY_NP7030_9-2.625
8OU372CK | Label Inspection | Odor | TM208 |  |  |  |  | No solvent odor is to be present (Done) | Harmon 20ct MTT Single Packets Case Label | Analytical - Label_NY_NP7030_9-2.625
8OX351CK | Label Inspection | Odor | TM208 |  |  |  |  | No solvent odor is to be present (Done) | Prevantics -OR Tri-Fold IFU | Analytical - Label_NY_50#W_5_4
8OX461CK | Label Inspection | Odor | TM208 |  |  |  |  | No solvent odor is to be present (Done) | Prevantics -OR Bi-Fold IFU | Analytical - Label_NY_50#W_5_4
8OX465CK | Label Inspection | Odor | TM208 |  |  |  |  | No solvent odor is to be present (Done) | Prevantics-OR Bi-Fold IFU | Analytical - Label_NY_50#W_5_4
8OX510CK | Label Inspection | Odor | TM208 |  |  |  |  | No solvent odor is to be present (Done) | Prevantics-OR Tri-Fold IFU | Analytical - Label_NY_50#W_5_4
8QB11400 | Label Inspection | Odor | TM208 |  |  |  |  | No solvent odor is to be present (Done) | PDI Prevantics Swab Case Label | Analytical - Label_NY_NP7030_6-5
8RB11400 | Label Inspection | Odor | TM208 |  |  |  |  | No solvent odor is to be present (Done) | PDI Prevantics Swab Case Label | Analytical - Label_NY_NP7030_6-5
8RS32450 | Label Inspection | Odor | TM208 |  |  |  |  | No solvent odor is to be present (Done) | PDI Prevantics Swabstick Case Label | Analytical - Label_NY_NP7030_6-5
8RS428CK | Label Inspection | Odor | TM208 |  |  |  |  | No solvent odor is to be present (Done) | PDI Prevantics Swabstick Case Label | Analytical - Label_NY_NP7030_6-5
8SS27350 | Label Inspection | Odor | TM208 |  |  |  |  | No solvent odor is to be present (Done) | PDI Prevantics Maxi Swabstick Case Label | Analytical - Label_NY_NP7030_6-5
3OD438 | Applicator_Inspection | Odor | TM208 |  |  |  |  | May have residual sulfur odor when wet | 35 gsm Unembossed Nonwoven | Analytical - Applicator_NY_35 gsm Unembossed Nonwoven
3OP113 | Applicator_Inspection | Odor | TM208 |  |  |  |  | May have residual sulfur odor when wet | Flat CSC Spunlaced Nonwoven - 45 gsm - 30" | Analytical-Applicator_NY_Skip lot testing
3OM304 | Applicator_Inspection | Odor | TM208 |  |  |  |  | Meets specifications (Done) | Spunlaced Nonwoven 50 gsm 100% Polyester - 9" | Analytical-Applicator_NY_Spunlaced Nonwoven 50 gsm 100% Polyester-9"
3OA426 | Applicator_Inspection | Odor | TM208 |  |  |  |  | May have slight odor when wet (Done) | Rolls Spunlaced Nonwoven – 8” – 52 gsm | Analytical - Applicator_NY_Rolls Spunlaced Nonwoven – 8” – 52 gsm
3OQ850N | Applicator_Inspection | Odor | TM208 |  |  |  |  | No objectionable odor detectable wet or dry (Done) | Applicator Thermal Bonded Nonwoven-37 1/2" | Analytical - Applicator_NY_Thermal Bonded Nonwoven-37 1/2"
3OQ890N | Applicator_Inspection | Odor | TM208 |  |  |  |  | No objectionable odor detectable wet or dry (Done) | AP1 SG THERMAL SH-PP-40 36" | Analytical - Applicator_NY_Thermal Bonded Nonwoven-37 1/2"
3OP920 | Applicator_Inspection | Odor | TM208 |  |  |  |  | May have slight odor when wet (Done) | SMS Nonwovens Honeycomb Embossed- 35 gsm - 953 mm | Analytical-Applicator_NY_SMS Nonwovens Honeycomb Embossed- 35 gsm - 37.5"
3OP705 | Applicator_Inspection | Odor | TM208 |  |  |  |  | May have slight odor when wet (Done) | Rolls Spunlaced Nonwoven – 25 1/2” – 52 gsm | Analytical-Applicator_NY_Skip lot testing
3OU252 | Applicator_Inspection | Odor | TM208 | [5 empty] | Nonwoven Rolls Spunlaced Nonwoven - 9" - 67.8gsm | Analytical-Applicator_NY_Rolls Spunlaced Nonwoven-10"-67.8gsm
3OA347 | Applicator_Inspection | Odor | TM208 |  |  |  |  | May have residual sulfur odor when wet | Nonwoven Rolls Dispersible Unembossed - 6" width-65 gsm | Microbiologu - Bioburden_Applicator_NY
3OD438 | Applicator_Inspection | Odor | TM208 |  |  |  |  | May have residual sulfur odor when wet | 35 gsm Unembossed Nonwoven | Analytical - REDUCED TESTING_NY_3OD438
3OH581 | Applicator_Inspection | Odor | TM208 |  |  |  |  | No objectionable odor detectable wet or dry (Done) | Spunlaced Nonwoven 50 gsm 100% Polyester – 7” | Analytical - Applicator_NY_Spunlaced Nonwoven 50 gsm 100% Polyester – 7”
3OA347 | Applicator_Inspection | Odor | TM208 |  |  |  |  | May have residual sulfur odor when wet | Nonwoven Rolls Dispersible Unembossed - 6" width-65 gsm | Analytical-Applicator_NY_Nonwoven Rolls Dispersable Unembossed- 6" width - 65 gsm
3OP065 | Applicator_Inspection | Odor | TM208 |  |  |  |  | Meets specifications (Done) | Rolls Spunlaced Nonwoven Diamond - 60gsm | Analytical - Applicator_NY_Rolls spunlaced Nonwoven Diamond - 60gsm
3OB108 | Applicator_Inspection | Odor | TM208 |  |  |  |  | Meets specifications (Done) | Applicator Textured Thermal Bond - 55.8 gsm - 25 ½" | Analytical - REDUCED TESTING_NY_3OB108
3OM304 | Applicator_Inspection | Odor | TM208 |  |  |  |  | Meets specifications (Done) | Spunlaced Nonwoven 50 gsm 100% Polyester - 9" | Analytical-Applicator_NY_Skip lot testing
3AQ470-A | Applicator_Inspection | Odor | TM208 |  |  |  |  | May have slight odor when wet (Done) | Rolls Spunlaced Nonwoven – 37.75” – 50gsm | Analytical-Applicator_NY_Rolls Spunlaced Nonwoven - 37.75"-50gsm
3OH143 | Applicator_Inspection | Odor | TM208 |  |  |  |  | May have residual sulfur odor when wet | Embossed Spunlaced Nonwoven 45 gsm – 7” | Analytical - Applicator_NY_Embossed Spunlaced Nonwoven 45 gsm – 7”
3OC585 | Applicator_Inspection | Odor | TM208 |  |  |  |  | May have residual sulfur odor when wet | 55 gsm unembossed spunlaced nonwoven- 6" | Analytical - Applicator_NY_55 gsm Unembossed Spunlaced Nonwoven – 6”
3OD186 | Applicator_Inspection | Odor | TM208 |  |  |  |  | May have residual sulfur odor when wet | Paper Crepe 23 lb., 7 3/4" | Analytical - Applicator_NY_Paper Crepe 23 lb., 7 3/4"
2OA632SLI | Solo Lid Inspection | Open Lid Overall Width | Measurement | 4.351 | 4.401 | in | FDA,3 |  | Preparation H Medicated Hemorrhoidal Wipes | Analytical - Lid_NY_Prep H medicated Hemorrhoidal Wipes
2OA347SLI | Solo Lid Inspection | Open Lid Overall Width | Measurement | 4.351 | 4.401 | in | FDA,3 |  | Summer's Eve Fresh Cycle Cleans Cloths | Analytical - Lid_NY_Summer's Eve Fresh Cycle
2AJ170SLI | Solo Lid Inspection | Open Lid Overall Width | Measurement | 4.351 | 4.401 | in | FDA,3 |  | Cetaphil Gentle Skin Cleansing Wipes Solo | Analytical - Lid_NY_NP7600_22FA
2AJ324SLI | Solo Lid Inspection | Open Lid Overall Width | Measurement | 4.351 | 4.401 | in | FDA,3 |  | Cetaphil Gentle Skin Cleansing Wipes Solo | Analytical - Lid_NY_NP7600_22X
2OJ130SLI | Solo Lid Inspection | Open Lid Overall Width | Measurement | 4.351 | 4.401 | in | FDA,3 |  | Cetaphil Gentle Skin Cleansing Wipes Solo | Analytical - Lid_NY_NP7600_22Y
2OA592SLI | Solo Lid Inspection | Open Lid Overall Width | Measurement | 4.351 | 4.401 | in | FDA,3 |  | Prep-H Medicated Wipes Solo | Analytical - Lid_NY_NP7600_22S
2AA592SLI | Solo Lid Inspection | Open Lid Overall Width | Measurement | 4.351 | 4.401 | in | FDA,3 |  | Preparation H Medicated Hemorrhoidal Wipes | Analytical - Lid_NY_NP7600_22R1
2AJ190SLI | Solo Lid Inspection | Open Lid Overall Width | Measurement | 4.351 | 4.401 | in | FDA,3 |  | Cetaphil Gentle Skin Cleansing Wipes Solo | Analytical - Lid_NY_NP7600_22V
2OP242LI | Canister & Lid Inspection | Orifice Diameter | TM141_TM143 | 0.62 | 0.63 | in | FDA,3 |  | Large Deep Well Lid-Sani Cloth Prime Lobe Orifice | Analytical - Lid_17C
2OP280LI | Canister & Lid Inspection | Orifice Diameter | TM141_TM143 | 1.468 | 1.478 | in | FDA,3 |  | Large Deep Well Lid- Bleach Orifice | Analytical - Lid_17A
2BQ084LI | Canister & Lid Inspection | Orifice Flap Thickness (per specification) | TM141_TM143 | 0.018 | 0.028 | in | FDA,3 |  | Large Deep Well Lid 560 Orifice | Analytical - Lid_11A
2BQ551LI | Canister & Lid Inspection | Orifice Flap Thickness (per specification) | TM141_TM143 | 0.03 | 0.04 | in | FDA,3 |  | Large Deep Well Lid PDI Orifice | Analytical - Lid_13A
2BQ551LI | Canister & Lid Inspection | Orifice Flap Thickness (per specification) | TM141_TM143 | 0.03 | 0.04 | in | FDA,3 |  | Large Deep Well Lid PDI Orifice | Analytical - Lid_NY_Skip lot testing
2OP242LI | Canister & Lid Inspection | Orifice Flap Thickness (per specification) | TM141_TM143 | 0.017 | 0.023 | in | FDA,3 |  | Large Deep Well Lid-Sani Cloth Prime Lobe Orifice | Analytical - Lid_17C
2OP280LI | Canister & Lid Inspection | Orifice Flap Thickness (per specification) | TM141_TM143 | 0.03 | 0.04 | in | FDA,3 |  | Large Deep Well Lid- Bleach Orifice | Analytical - Lid_17A
2OP520LI | Canister & Lid Inspection | Orifice Flap Thickness (per specification) | TM141_TM143 | 0.03 | 0.04 | in | FDA,3 |  | Large Deep Well Lid PDI Orifice | Analytical - Lid_NY_Skip lot testing
2OP638LI | Canister & Lid Inspection | Orifice Flap Thickness (per specification) | TM141_TM143 | 0.03 | 0.04 | in | FDA,3 |  | Large Deep Well Lid PDI Orifice Translucent Gray | Analytical - Lid_13D
2OP638LI | Canister & Lid Inspection | Orifice Flap Thickness (per specification) | TM141_TM143 | 0.03 | 0.04 | in | FDA,3 |  | Large Deep Well Lid PDI Orifice Translucent Gray | Analytical - Lid_NY_Skip lot testing
2OQ850LI | Canister & Lid Inspection | Orifice Flap Thickness (per specification) | TM141_TM143 | 0.018 | 0.028 | in | FDA,3 |  | Large Deep Well Lid .560 Orifice | Analytical - Lid_NY_Skip lot testing
2OQ850LI | Canister & Lid Inspection | Orifice Flap Thickness (per specification) | TM141_TM143 | 0.018 | 0.028 | in | FDA,3 |  | Large Deep Well Lid .560 Orifice | Analytical - Lid_11B
2OQ882LI | Canister & Lid Inspection | Orifice Flap Thickness (per specification) | TM141_TM143 | 0.018 | 0.028 | in | FDA,3 |  | LID LG DW DP GREEN 560 ORIFICE | Analytical - Lid_12A
2OA632SLI | Solo Lid Inspection | Overall closed lid height | Measurement | 0.355 | 0.385 | in | FDA,3 |  | Preparation H Medicated Hemorrhoidal Wipes | Analytical - Lid_NY_Prep H medicated Hemorrhoidal Wipes
2OA347SLI | Solo Lid Inspection | Overall closed lid height | Measurement | 0.355 | 0.385 | in | FDA,3 |  | Summer's Eve Fresh Cycle Cleans Cloths | Analytical - Lid_NY_Summer's Eve Fresh Cycle
2AJ170SLI | Solo Lid Inspection | Overall closed lid height | Measurement | 0.355 | 0.385 | in | FDA,3 |  | Cetaphil Gentle Skin Cleansing Wipes Solo | Analytical - Lid_NY_NP7600_22FA
2AJ324SLI | Solo Lid Inspection | Overall closed lid height | Measurement | 0.355 | 0.385 | in | FDA,3 |  | Cetaphil Gentle Skin Cleansing Wipes Solo | Analytical - Lid_NY_NP7600_22X
2OJ130SLI | Solo Lid Inspection | Overall closed lid height | Measurement | 0.355 | 0.385 | in | FDA,3 |  | Cetaphil Gentle Skin Cleansing Wipes Solo | Analytical - Lid_NY_NP7600_22Y
2OA592SLI | Solo Lid Inspection | Overall closed lid height | Measurement | 0.355 | 0.385 | in | FDA,3 |  | Prep-H Medicated Wipes Solo | Analytical - Lid_NY_NP7600_22S
2AA592SLI | Solo Lid Inspection | Overall closed lid height | Measurement | 0.355 | 0.385 | in | FDA,3 |  | Preparation H Medicated Hemorrhoidal Wipes | Analytical - Lid_NY_NP7600_22R1
2AJ190SLI | Solo Lid Inspection | Overall closed lid height | Measurement | 0.355 | 0.385 | in | FDA,3 |  | Cetaphil Gentle Skin Cleansing Wipes Solo | Analytical - Lid_NY_NP7600_22V
2OX465B | Canister & Lid Inspection | Overall Length | Measurement | 4.825 | 4.875 | in | FDA,3 |  | Bottle, 26ml | Analytical - Bottle, 26ml
3OX465H | Canister & Lid Inspection | Overall Length | Measurement | 5.2 | 5.25 | in | FDA,3 |  | Handle, 26 ml | Analytical - Handle, 26 ml
2OX510B | Canister & Lid Inspection | Overall Length | Measurement | 2.848 | 2.888 | in | FDA,3 |  | Bottle, 5.1ml | Microbiologu - Bioburden_Applicator_NY
3OX465H | Canister & Lid Inspection | Overall Length | Measurement | 5.2 | 5.25 | in | FDA,3 |  | Handle, 26 ml | Microbiologu - Bioburden_Applicator_NY
2OX510B | Canister & Lid Inspection | Overall Length | Measurement | 2.848 | 2.888 | in | FDA,3 |  | Bottle, 5.1ml | Analytical - Bottle, 5.1ml
3OX510H | Canister & Lid Inspection | Overall Length | Measurement | 3.149 | 3.189 | in | FDA,3 |  | Handle, 5.1 ml | Analytical - Handle, 5.1 ml
2AQ471LI | Canister & Lid Inspection | Overall Lid Height (per specification) | TM141_TM143 | 1.58 | 1.6 | in | FDA,3 |  | Medium Deep Well Lid | Analytical - Lid_04B_560_1
2BQ084LI | Canister & Lid Inspection | Overall Lid Height (per specification) | TM141_TM143 | 1.472 | 1.492 | in | FDA,3 |  | Large Deep Well Lid 560 Orifice | Analytical - Lid_11A
2BQ471LI | Canister & Lid Inspection | Overall Lid Height (per specification) | TM141_TM143 | 1.473 | 1.493 | in | FDA,3 |  | Medium Deep Well Lid with 560 Orifice Trans Blue | Analytical - Lid_04F_560
2BQ551LI | Canister & Lid Inspection | Overall Lid Height (per specification) | TM141_TM143 | 1.472 | 1.492 | in | FDA,3 |  | Large Deep Well Lid PDI Orifice | Analytical - Lid_13A
2BQ551LI | Canister & Lid Inspection | Overall Lid Height (per specification) | TM141_TM143 | 1.472 | 1.492 | in | FDA,3 |  | Large Deep Well Lid PDI Orifice | Analytical - Lid_NY_Skip lot testing
2OP159LI | Canister & Lid Inspection | Overall Lid Height (per specification) | TM141_TM143 | 1.472 | 1.492 | in | FDA,3 |  | Large Deep Well Lid .560 Orifice Blue | Analytical - Lid_03B
2OP242LI | Canister & Lid Inspection | Overall Lid Height (per specification) | TM141_TM143 | 1.472 | 1.492 | in | FDA,3 |  | Large Deep Well Lid-Sani Cloth Prime Lobe Orifice | Analytical - Lid_17C
2OP280LI | Canister & Lid Inspection | Overall Lid Height (per specification) | TM141_TM143 | 1.472 | 1.492 | in | FDA,3 |  | Large Deep Well Lid- Bleach Orifice | Analytical - Lid_17A
2OP520LI | Canister & Lid Inspection | Overall Lid Height (per specification) | TM141_TM143 | 1.472 | 1.492 | in | FDA,3 |  | Large Deep Well Lid PDI Orifice | Analytical - Lid_NY_Skip lot testing
2OP638LI | Canister & Lid Inspection | Overall Lid Height (per specification) | TM141_TM143 | 1.472 | 1.492 | in | FDA,3 |  | Large Deep Well Lid PDI Orifice Translucent Gray | Analytical - Lid_13D
2OP638LI | Canister & Lid Inspection | Overall Lid Height (per specification) | TM141_TM143 | 1.472 | 1.492 | in | FDA,3 |  | Large Deep Well Lid PDI Orifice Translucent Gray | Analytical - Lid_NY_Skip lot testing
2OQ850LI | Canister & Lid Inspection | Overall Lid Height (per specification) | TM141_TM143 | 1.472 | 1.492 | in | FDA,3 |  | Large Deep Well Lid .560 Orifice | Analytical - Lid_NY_Skip lot testing
2OQ850LI | Canister & Lid Inspection | Overall Lid Height (per specification) | TM141_TM143 | 1.472 | 1.492 | in | FDA,3 |  | Large Deep Well Lid .560 Orifice | Analytical - Lid_11B
2OQ882LI | Canister & Lid Inspection | Overall Lid Height (per specification) | TM141_TM143 | 1.472 | 1.492 | in | FDA,3 |  | LID LG DW DP GREEN 560 ORIFICE | Analytical - Lid_12A
3OS407 | Swab Measurements | Overall_Swab_Length_(Inches) | TM109 | 4.69 | 4.81 | in | FDA,3 |  | SWB SUPER BRUSH FOAM TIP SWABS | Analytical - Applicator_25B
3OS419 | Swab Measurements | Overall_Swab_Length_(Inches) | TM109 | 5.85 | 6.15 | in | FDA,2 |  | SWB FOAM TIP SWABSTICK FLAT6" | Analytical - Applicator_25C
3OS484 | Swab Measurements | Overall_Swab_Length_(Inches) | TM109 | 7.82 | 7.94 | in | FDA,2 |  | SWB 8" DBL-TIP FOAM SWABSTICK | Analytical - Applicator_26A
3OX465Q | Swab Measurements | Overall_Swab_Length_(Inches) | CoA | 5.875 | 5.999 | in | FDA,3 |  | Swabstick, Cotton - Tipped | Analytical - Swab_NY_Swabstick, Cotton-Tipped
3OP093PD | Applicator Measurements | Pad Diameter | Measurement | 2.19 | 2.31 | in | FDA,2 |  | Die Cut Pads 2.25" 90 Count | Analytical-Applicator_NY_Die Cut Pads
4FQ51801 | pH as is | pH | TM200 | 6.25 | 8.5 |  | FDA,2 |  | LIQ IMPROVED GERMICIDAL CLEANI | Analytical - BL_Sani_07C
2AQ471LI | Canister & Lid Inspection | Pop-Up Hole Outer Diameter (per specification) | TM141_TM143 | 0.555 | 0.565 | in | FDA,3 |  | Medium Deep Well Lid | Analytical - Lid_04B_560_1
2BQ084LI | Canister & Lid Inspection | Pop-Up Hole Outer Diameter (per specification) | TM141_TM143 | 0.16 | 0.17 | in | FDA,3 |  | Large Deep Well Lid 560 Orifice | Analytical - Lid_11A
2BQ471LI | Canister & Lid Inspection | Pop-Up Hole Outer Diameter (per specification) | TM141_TM143 | 0.555 | 0.565 | in | FDA,3 |  | Medium Deep Well Lid with 560 Orifice Trans Blue | Analytical - Lid_04F_560
2OP159LI | Canister & Lid Inspection | Pop-Up Hole Outer Diameter (per specification) | TM141_TM143 | 0.16 | 0.17 | in | FDA,3 |  | Large Deep Well Lid .560 Orifice Blue | Analytical - Lid_03B
2OQ850LI | Canister & Lid Inspection | Pop-Up Hole Outer Diameter (per specification) | TM141_TM143 | 0.16 | 0.17 | in | FDA,3 |  | Large Deep Well Lid .560 Orifice | Analytical - Lid_NY_Skip lot testing
2OQ850LI | Canister & Lid Inspection | Pop-Up Hole Outer Diameter (per specification) | TM141_TM143 | 0.16 | 0.17 | in | FDA,3 |  | Large Deep Well Lid .560 Orifice | Analytical - Lid_11B
2OQ882LI | Canister & Lid Inspection | Pop-Up Hole Outer Diameter (per specification) | TM141_TM143 | 0.16 | 0.17 | in | FDA,3 |  | LID LG DW DP GREEN 560 ORIFICE | Analytical - Lid_12A
2AQ471LI | Canister & Lid Inspection | Pop-Up Hole Thicknes | TM141_TM143 | 0.015 | 0.025 | in | FDA,3 |  | Medium Deep Well Lid | Analytical - Lid_04B_560_1
2BQ471LI | Canister & Lid Inspection | Pop-Up Hole Thicknes | TM141_TM143 | 0.015 | 0.025 | in | FDA,3 |  | Medium Deep Well Lid with 560 Orifice Trans Blue | Analytical - Lid_04F_560
2OP159LI | Canister & Lid Inspection | Pop-Up Hole Thicknes | TM141_TM143 | 0.012 | 0.022 | in | FDA,3 |  | Large Deep Well Lid .560 Orifice Blue | Analytical - Lid_03B
2AA922SLI | Canister & Lid Inspection | Print | TM141_TM143 | [5 empty] | Dove Baby Wipes Solo | Analytical - Lid_01V
2BP308SLI | Canister & Lid Inspection | Print | TM141_TM143 | [5 empty] | Aveeno Ultra-Calming Makeup removing Wipes | Analytical - Lid_Aveeno Ultra-Calming MUR
2OA632SLI | Canister & Lid Inspection | Print | [5 empty] | No smears, streaks, | Preparation H Medicated Hemorrhoidal Wipes | Analytical - Lid_NY_Prep H medicated Hemorrhoidal Wipes
2BP308SLI | Canister & Lid Inspection | Print | [5 empty] | No smears, streaks, | Aveeno Ultra-Calming Makeup removing Wipes | Analytical - Lid_Aveeno Ultra-Calming MUR
3OP197A-SU | Label Inspection | Print | TM141_TM143 |  |  |  |  | No smears, streaks, spots, or voids (Done) | Spunlaced Embossed Nonwoven - 900mm | Analytical - Label_NY_NP7200_6.25-4.5
5AB123CP | Label Inspection | Print | TM141_TM143 |  |  |  |  | No smears, streaks, spots, or voids (Done) | Clear Hang Tab w/Hang Tite 203A Clear Adhesive | Analytical - Label_NY_5AB123CP_1.9375-1.875
2OA347SLI | Canister & Lid Inspection | Print | [5 empty] | No smears, streaks, | Summer's Eve Fresh Cycle Cleans Cloths | Analytical - Lid_NY_Summer's Eve Fresh Cycle
2AJ170SLI | Canister & Lid Inspection | Print | [5 empty] | No smears, streaks, | Cetaphil Gentle Skin Cleansing Wipes Solo | Analytical - Lid_NY_NP7600_22FA
2AJ324SLI | Canister & Lid Inspection | Print | [5 empty] | No smears, streaks, | Cetaphil Gentle Skin Cleansing Wipes Solo | Analytical - Lid_NY_NP7600_22X
2OJ213SLI | Canister & Lid Inspection | Print | [5 empty] | No smears, streaks, | LID SOLO HYGEA MULTIPURPOSE | Analytical - Lid_01A
2OJ130SLI | Canister & Lid Inspection | Print | [5 empty] | No smears, streaks, | Cetaphil Gentle Skin Cleansing Wipes Solo | Analytical - Lid_NY_NP7600_22Y
2OJ124SLI | Canister & Lid Inspection | Print | [5 empty] | No smears, streaks, | Cetaphil Gentle Skin Cleansing Wipes Solo | Analytical - Lid_NY_Cetaphil Gentle Skin cleansing wipes solo
2OA592SLI | Canister & Lid Inspection | Print | [5 empty] | No smears, streaks, | Prep-H Medicated Wipes Solo | Analytical - Lid_NY_NP7600_22S
2BA585SLI | Canister & Lid Inspection | Print | [5 empty] | No smears, streaks, | Aveeno Ultra-Calming Sensitive Skin MUR Wipes | Analytical - Lid_19AB
2OM304SLI | Canister & Lid Inspection | Print | [5 empty] | No smears, streaks, | Sani Professional No-Rinse Sanitizing Solo | Analytical - Lid_No-Rinse sanitizing Solo
2CA580SLI | Canister & Lid Inspection | Print | [5 empty] | No smears, streaks, | Table Turners Cleaning Multi-Surface Wipes | Analytical - Lid_01R
2AA714SLI | Canister & Lid Inspection | Print | [5 empty] | No smears, streaks, | Dove Baby Wipes Solo | Analytical - Lid_01V
8AA654SI | Label Inspection | Print | TM141_TM143 |  |  |  |  | No smears, streaks, spots, or voids (Done) | LBL Remove Completely Label | Analytical - Label_A10
8AA654SI | Label Inspection | Print | TM141_TM143 |  |  |  |  | No smears, streaks, spots, or voids (Done) | LBL Remove Completely Label | Analytical - Label_NY_Skip lot testing
8AA70900 | Label Inspection | Print | TM141_TM143 |  |  |  |  | No smears, streaks, spots, or voids (Done) | Preparation H Medicated Wipes for Women | Analytical - Label_NY_NP9990_2.5-4.625
2AA922SLI | Canister & Lid Inspection | Print | [5 empty] | No smears, streaks, | Dove Baby Wipes Solo | Analytical - Lid_NY_Skip lot testing
8AP02700RF | Label Inspection | Print | TM141_TM143 |  |  |  |  | No smears, streaks, spots, or voids (Done) | Neutrogena Deep Clean Oil Free Makeup Rmvr | Analytical - Label_NY_NP9815_73-85
8AP13800 | Label Inspection | Print | TM141_TM143 |  |  |  |  | No smears, streaks, spots, or voids (Done) | PDI Sani Cloth AF3 Front Label | Analytical - Label_NY_NP7200_6.25-4
8AP21100A | Label Inspection | Print | TM141_TM143 |  |  |  |  | No smears, streaks, spots, or voids (Done) | Neutrogena makeup Remover Cleans Twlts | Analytical - Label_NY_NP9890_85-73
8AP22800 | Label Inspection | Print | TM141_TM143 |  |  |  |  | No smears, streaks, spots, or voids (Done) | Sani pro - Sani Cloth Disinfecting Multi-surface Wipes | Analytical - Label_NY_NP7200_5.8125-6.5
8AP24200 | Label Inspection | Print | TM141_TM143 |  |  |  |  | No smears, streaks, spots, or voids (Done) | Sani-Cloth Prime Extra Large Wipe | Analytical - Label_NY_NP7200_5.8125-6.5
8AP25300 | Label Inspection | Print | TM141_TM143 |  |  |  |  | No smears, streaks, spots, or voids (Done) | PDI Sani Cloth Prime Front Label | Analytical - Label_NY_NP7200_6.25-4.5
8AP25301 | Label Inspection | Print | TM141_TM143 |  |  |  |  | No smears, streaks, spots, or voids (Done) | PDI Sani Cloth Prime Back Label | Analytical - Label_NY_NP7200_6.25-4.5
8AP32800 | Label Inspection | Print | TM141_TM143 |  |  |  |  | No smears, streaks, spots, or voids (Done) | Neutrogena Oil-Free Cleansing Wipes | Analytical - Label_NY_NP98372_73-85
8AP33700 | Label Inspection | Print | TM141_TM143 |  |  |  |  | No smears, streaks, spots, or voids (Done) | Neutrogena Deep Clean MUR Wipes Reseal | Analytical - Label_NY_NP9815_73-85
8AP34500A | Label Inspection | Print | TM141_TM143 |  |  |  |  | No smears, streaks, spots, or voids (Done) | Avon Makeup Remover Wipes Reseal. | Analytical - Label_NY_NP9800_3.375-2.3437
2AA592SLI | Canister & Lid Inspection | Print | [5 empty] | No smears, streaks, | Preparation H Medicated Hemorrhoidal Wipes | Analytical - Lid_NY_NP7600_22R1
8AP52000 | Label Inspection | Print | TM141_TM143 |  |  |  |  | No smears, streaks, spots, or voids (Done) | Henry Schein Maxi Wipe 65ct | Analytical - Label_NY_Skip lot testing
8AP52001 | Label Inspection | Print | TM141_TM143 |  |  |  |  | No smears, streaks, spots, or voids (Done) | LBL HENRY SCHEIN MAXI WIPE | Analytical - Label_NY_Skip lot testing
8AP520CK | Label Inspection | Print | TM141_TM143 |  |  |  |  | No smears, streaks, spots, or voids (Done) | Henry Schein Maxi Wipe | Analytical - Label_NY_Skip lot testing
8AP56701 | Label Inspection | Print | TM141_TM143 |  |  |  |  | No smears, streaks, spots, or voids (Done) | Sani Professional No Rinse Sanitizing Multi-Surface Wipes | Analytical - Label_NY_NP7200_5.8125-6.5
8AP60100RF | Label Inspection | Print | TM141_TM143 |  |  |  |  | No smears, streaks, spots, or voids (Done) | Neutrogena makeup Remover Cleans Twlts | Analytical - Label_NY_NP9890_73-85
8AP63800 | Label Inspection | Print | TM141_TM143 |  |  |  |  | No smears, streaks, spots, or voids (Done) | PDI Sani Cloth AF3 65ct | Analytical - Label_NY_NP7200_5.8125-6.5
8AP66701 | Label Inspection | Print | TM141_TM143 |  |  |  |  | No smears, streaks, spots, or voids (Done) | Sani Professional No Rinse Sanitizing Multi-Surface Wipes | Analytical - Label_NY_NP7200_5.8125-6.5
8AP713RSL | Label Inspection | Print | TM141_TM143 |  |  |  |  | No smears, streaks, spots, or voids (Done) | Cetaphil Gentle Skin Cleansing Cloths Reseal | Analytical - Label_NY_NP9800_3.375-2.3437
8AU120CK | Label Inspection | Print | TM141_TM143 |  |  |  |  | No smears, streaks, spots, or voids (Done) | PDI Hygea Personal Cleansing Washcloths | Analytical - Label_NY_NP7030_6-4
8BA70900 | Label Inspection | Print | TM141_TM143 |  |  |  |  | No smears, streaks, spots, or voids (Done) | Preparation H Medicated Hemorrhoidal Wipes for Women | Analytical - Label_NY_NP9990_2.5-4.625
8BB196CK | Label Inspection | Print | TM141_TM143 |  |  |  |  | No smears, streaks, spots, or voids (Done) | PDI Prevantics Device Swab Case label | Analytical - Label_NY_NP7030_6-5
8BB470CK | Label Inspection | Print | TM141_TM143 |  |  |  |  | No smears, streaks, spots, or voids (Done) | PDI Io-Gone Iodine Remover Pad | Analytical - Label_NY_NP7030_6-4
8BP12801 | Label Inspection | Print | TM141_TM143 |  |  |  |  | No smears, streaks, spots, or voids (Done) | PDI Sani Hands Sanitizing Wipes | Analytical - Label_NY_NP7200_4.5-4
8BP128CK | Label Inspection | Print | TM141_TM143 |  |  |  |  | No smears, streaks, spots, or voids (Done) | PDI Sani Hands Sanitizing Wipes Case Label | Analytical - Label_NY_NP7030_9-2.625
8BP13800 | Label Inspection | Print | TM141_TM143 |  |  |  |  | No smears, streaks, spots, or voids (Done) | PDI Sani Cloth AF3 Large Front Label | Analytical - Label_NY_NP7200_6.25-4.5
8BP13801 | Label Inspection | Print | TM141_TM143 |  |  |  |  | No smears, streaks, spots, or voids (Done) | PDI Sani Cloth AF3 Back Label | Analytical - Label_NY_NP7200_6.25-4
8BP22801 | Label Inspection | Print | TM141_TM143 |  |  |  |  | No smears, streaks, spots, or voids (Done) | Sani Professional Sani Wipe Back Label. | Analytical - Label_NY_NP7200_5.8125-6.5
8BP25300 | Label Inspection | Print | TM141_TM143 |  |  |  |  | No smears, streaks, spots, or voids (Done) | PDI Sani Cloth Prime Front Label | Analytical - Label_NY_NP7200_6.25-4.5
8BP28400 | Label Inspection | Print | TM141_TM143 |  |  |  |  | No smears, streaks, spots, or voids (Done) | Neutrogena Oil-Free Cleansing Wipes | Analytical - Label_NY_NP98372_73-85
8BP54001 | Label Inspection | Print | TM141_TM143 |  |  |  |  | No smears, streaks, spots, or voids (Done) | PDI Sani Cloth Bleach 75ct | Analytical - Label_NY_Skip lot testing
8BQ76500 | Label Inspection | Print | TM141_TM143 | [5 empty] | PDI Sani Hands Hand Sanitizing Wipes | Analytical - Label_NY_NP7200_6-3.75
8BQ76501 | Label Inspection | Print | TM141_TM143 |  |  |  |  | No smears, streaks, spots, or voids (Done) | PDI Sani-Hands Hand Sanitizing Wipes CDA | Analytical - Label_NY_NP7200_3.75-6
8BS423CL | Label Inspection | Print | TM141_TM143 |  |  |  |  | No smears, streaks, spots, or voids (Done) | PDI Povidone-Iodine Swabstick 3's | Analytical - Label_NY_NP7030_6-5
8CH128CK | Label Inspection | Print | TM141_TM143 |  |  |  |  | No smears, streaks, spots, or voids (Done) | CVS Hand Sanitizer Wipes Packet | Analytical - Label_NY_NP7030_9-2.625
2AJ190SLI | Canister & Lid Inspection | Print | [5 empty] | No smears, streaks, | Cetaphil Gentle Skin Cleansing Wipes Solo | Analytical - Lid_NY_NP7600_22V
8CH211CK | Label Inspection | Print | TM141_TM143 |  |  |  |  | No smears, streaks, spots, or voids (Done) | CVS pharmacy Total Home Antibac. Moist Wipes | Analytical - Label_A12
8CP12800 | Label Inspection | Print | TM141_TM143 |  |  |  |  | No smears, streaks, spots, or voids (Done) | PDI Sani Hands Sanitizing Wipes | Analytical - Label_NY_NP7200_4.5-4
8CP13400 | Label Inspection | Print | TM141_TM143 | [5 empty] | PDI Sani-Hands 135ct Front Label | Analytical - Label_NY_Skip lot testing
8CP13400 | Label Inspection | Print | TM141_TM143 |  |  |  |  | No smears, streaks, spots, or voids (Done) | PDI Sani-Hands 135ct Front Label | Analytical - Label_NY_NP7100_4.5-4
8CP13801 | Label Inspection | Print | TM141_TM143 |  |  |  |  | No smears, streaks, spots, or voids (Done) | PDI Sani Cloth AF3 Back Label | Analytical - Label_NY_NP7200_6.25-4.5
8CP15900 | Label Inspection | Print | TM141_TM143 |  |  |  |  | No smears, streaks, spots, or voids (Done) | PDI Sani-Hands 220ct Front Label | Analytical - Label_NY_NP7100/NP7200_6-3.75
8CP44500 | Label Inspection | Print | TM141_TM143 |  |  |  |  | No smears, streaks, spots, or voids (Done) | Sani Professional Sani Hands Antibac. Wipes | Analytical - Label_NY_NP7200_5.8125-6.5
8CP63801 | Label Inspection | Print | TM141_TM143 | [5 empty] | PDI Sani Cloth AF3 65ct | Analytical - Label_A20
8CP63801 | Label Inspection | Print | TM141_TM143 |  |  |  |  | No smears, streaks, spots, or voids (Done) | PDI Sani Cloth AF3 65ct | Analytical - Label_NY_NP7200_5.8125-6.5
8CP68301 | Label Inspection | Print | TM141_TM143 |  |  |  |  | No smears, streaks, spots, or voids (Done) | LBL HENRY SCHEIN MAXI 160 CAN BACK NP7100 | Analytical - Label_NY_NP7200_5.8125-6.5
8CP68301 | Label Inspection | Print | TM141_TM143 | [5 empty] | LBL HENRY SCHEIN MAXI 160 CAN BACK NP7100 | Analytical - Label_A20
8DP13401 | Label Inspection | Print | TM141_TM143 |  |  |  |  | No smears, streaks, spots, or voids (Done) | PDI Sani-Hands 135ct Back Label | Analytical - Label_NY_NP7200_4.5-4
8DP43500 | Label Inspection | Print | TM141_TM143 |  |  |  |  | No smears, streaks, spots, or voids (Done) | Sani Professional Sani Hands 150ct | Analytical - Label_NY_NP7200_4-4.5
8DP54000 | Label Inspection | Print | TM141_TM143 |  |  |  |  | No smears, streaks, spots, or voids (Done) | PDI Sani Cloth Bleach 75ct | Analytical - Label_NY_Skip lot testing
8DP92000 | Label Inspection | Print | TM141_TM143 |  |  |  |  | No smears, streaks, spots, or voids (Done) | Sani Professional Sani-Hands 300ct | Analytical - Label_NY_NP7200_6.5-5.8125
2AA922SLI | Canister & Lid Inspection | Print | [5 empty] | No smears, streaks, | Dove Baby Wipes Solo | Analytical - Lid_01V
8DQ85400 | Label Inspection | Print | TM141_TM143 |  |  |  |  | No smears, streaks, spots, or voids (Done) | LBL PDI SANI CLOTH HB 65CT CAN FRT NP7100 | Analytical - Label_A41
8DQ85401 | Label Inspection | Print | TM141_TM143 |  |  |  |  | No smears, streaks, spots, or voids (Done) | LBL PDI SANI CLOTH HB 65CT CAN BCK NP7100 | Analytical - Label_A41
8DQ85900 | Label Inspection | Print | TM141_TM143 |  |  |  |  | No smears, streaks, spots, or voids (Done) | PDI Sani Cloth Plus | Analytical - Label_NY_NP7200_5.5625-6.25
8DQ85901 | Label Inspection | Print | TM141_TM143 |  |  |  |  | No smears, streaks, spots, or voids (Done) | PDI Sani Cloth Plus 65ct Canada | Analytical - Label_NY_NP7200_5.5625-6.25
8DQ91401 | Label Inspection | Print | TM141_TM143 |  |  |  |  | No smears, streaks, spots, or voids (Done) | Ecolab Asepti-Wipe II 180ct | Analytical - Label_NY_NP7200_6.25-4.5
8DQ914SL | Label Inspection | Print | TM141_TM143 |  |  |  |  | No smears, streaks, spots, or voids (Done) | Ecolab Asepti-Wipe II Case Label | Analytical - Label_NY_NP7030_9-7
8EP15901 | Label Inspection | Print | TM141_TM143 |  |  |  |  | No smears, streaks, spots, or voids (Done) | PDI Sani-Hands 220ct Back Label | Analytical - Label_NY_NP7200_6.25-4
8EP43501 | Label Inspection | Print | TM141_TM143 |  |  |  |  | No smears, streaks, spots, or voids (Done) | Sani Professional Sani Hands 150ct | Analytical - Label_NY_NP7200_4-4.5
8EP44501 | Label Inspection | Print | TM141_TM143 |  |  |  |  | No smears, streaks, spots, or voids (Done) | Sani Professional Sani Hands Antibac. Wipes | Analytical - Label_NY_NP7200_5.8125-6.5
8EP68300 | Label Inspection | Print | TM141_TM143 |  |  |  |  | No smears, streaks, spots, or voids (Done) | Henry Schein Maxi Wipe 160ct. | Analytical - Label_NY_NP7200_6.25-4.5
8EP68301 | Label Inspection | Print | TM141_TM143 |  |  |  |  | No smears, streaks, spots, or voids (Done) | Henry Schein Maxi Wipe 160ct. | Analytical - Label_NY_NP7200_6.25-4.5
2OM701SLI | Canister & Lid Inspection | Print | [5 empty] | No smears, streaks, | Sani Professional No-Rinse Sanitizing Solo | Analytical - Lid_No-Rinse sanitizing Solo_01
8EP92001 | Label Inspection | Print | TM141_TM143 |  |  |  |  | No smears, streaks, spots, or voids (Done) | Sani Professional Sani-Hands 300ct | Analytical - Label_NY_NP7200_6.5-5.8125
8EQ90100 | Label Inspection | Print | TM141_TM143 |  |  |  |  | No smears, streaks, spots, or voids (Done) | Sani-Cloth Plus 160ct. Canada | Analytical - Label_NY_NP7200_6.25-4.5
8EQ901CK | Label Inspection | Print | TM141_TM143 |  |  |  |  | No smears, streaks, spots, or voids (Done) | PDI Sani Cloth Plus 160ct Canada cs Label | Analytical - Label_NY_NP7030_9-7
8FQ08400 | Label Inspection | Print | TM141_TM143 |  |  |  |  | No smears, streaks, spots, or voids (Done) | PDI Sani Cloth HB 160ct | Analytical - Label_NY_NP7200_6.25-4.5
8FQ08401 | Label Inspection | Print | TM141_TM143 |  |  |  |  | No smears, streaks, spots, or voids (Done) | PDI Sani Cloth HB 160ct | Analytical - Label_NY_NP7200_6.25-4.5
8FQ85000 | Label Inspection | Print | TM141_TM143 |  |  |  |  | No smears, streaks, spots, or voids (Done) | PDI Sani Cloth Plus 65ct | Analytical - Label_NY_NP7200_5.5625-6.25
8FQ859CK | Label Inspection | Print | TM141_TM143 |  |  |  |  | No smears, streaks, spots, or voids (Done) | PDI Sani Cloth Plus 65ct Canada | Analytical - Label_NY_NP7030_9-7
8FQ90101 | Label Inspection | Print | TM141_TM143 |  |  |  |  | No smears, streaks, spots, or voids (Done) | PDI Sani Cloth Plus 160ct Canada | Analytical - Label_NY_NP7200_6-3.75
8FQ91400 | Label Inspection | Print | TM141_TM143 |  |  |  |  | No smears, streaks, spots, or voids (Done) | Ecolab Asepti-Wipe II 180ct | Analytical - Label_NY_NP7200_6.25-4.5
8GQ772SK | Label Inspection | Print | TM141_TM143 |  |  |  |  | No smears, streaks, spots, or voids (Done) | LBL PDI BILINE NOT A SKIN WIPE | Analytical - Label_B03
8GQ90101 | Label Inspection | Print | TM141_TM143 |  |  |  |  | No smears, streaks, spots, or voids (Done) | Sani-Cloth Plus 160ct. Canada | Analytical - Label_NY_NP7200_6.25-4.5
8HQ50701 | Label Inspection | Print | TM141_TM143 |  |  |  |  | No smears, streaks, spots, or voids (Done) | Crosstex Sanitex Plus 160ct | Analytical - Label_NY_NP7200_6.25-4.5
8HQ86900 | Label Inspection | Print | TM141_TM143 |  |  |  |  | No smears, streaks, spots, or voids (Done) | PDI Super Sani Cloth 65ct | Analytical - Label_NY_NP7200_6.5-5.8125
8IQ50700 | Label Inspection | Print | TM141_TM143 |  |  |  |  | No smears, streaks, spots, or voids (Done) | Crosstex Sanitex PLUS 160ct | Analytical - Label_NY_NP7200_6.25-4.5
8JQ86901 | Label Inspection | Print | TM141_TM143 |  |  |  |  | No smears, streaks, spots, or voids (Done) | PDI Super Sani Cloth XL 65ct | Analytical - Label_NY_NP7200_6.5-5.8125
8JQ89000 | Label Inspection | Print | TM141_TM143 |  |  |  |  | No smears, streaks, spots, or voids (Done) | Sani-Cloth Plus 160 ct front | Analytical - Label_NY_NP7200_6.25-4.5
8KQ89001 | Label Inspection | Print | TM141_TM143 |  |  |  |  | No smears, streaks, spots, or voids (Done) | PDI Sani-Cloth Plus Back | Analytical - Label_NY_NP7200_6.25-4.5
8LQ55101 | Label Inspection | Print | TM141_TM143 |  |  |  |  | No smears, streaks, spots, or voids (Done) | PDI Super Sani Cloth 160ct. | Analytical - Label_NY_NP7200_6.25-4
8MB10800 | Label Inspection | Print | TM141_TM143 |  |  |  |  | No smears, streaks, spots, or voids (Done) | PDI Prevantics Swab Case Label | Analytical - Label_NY_NP7030_6-5
8MQ55100 | Label Inspection | Print | TM141_TM143 |  |  |  |  | No smears, streaks, spots, or voids (Done) | PDI Super Sani Cloth 160ct. | Analytical - Label_NY_NP7200_6.25-4.5
8MQ55101 | Label Inspection | Print | TM141_TM143 |  |  |  |  | No smears, streaks, spots, or voids (Done) | PDI Super Sani Cloth 160ct. | Analytical - Label_NY_NP7200_6.25-4.5
8NB10800 | Label Inspection | Print | TM141_TM143 |  |  |  |  | No smears, streaks, spots, or voids (Done) | PDI Prevantics Swab Case Label | Analytical - Label_NY_NP7030_6-5
8NS40750 | Label Inspection | Print | TM141_TM143 |  |  |  |  | No smears, streaks, spots, or voids (Done) | PDI Prevantics Swabstick Case Label | Analytical - Label_NY_NP7030_6-5
8NS41950 | Label Inspection | Print | TM141_TM143 |  |  |  |  | No smears, streaks, spots, or voids (Done) | PDI Prevantics Maxi Swabstick Case Label | Analytical - Label_NY_NP7030_6-5
8OA407SI | Label Inspection | Print | TM141_TM143 |  |  |  |  | No smears, streaks, spots, or voids (Done) | Feminine Hygiene Solo Lid Inner Label | Analytical - Label_A10
8OB123CK | Label Inspection | Print | TM141_TM143 |  |  |  |  | No smears, streaks, spots, or voids (Done) | PDI Prevantics Device Swab Case label | Analytical - Label_NY_NP7030_6-5
8OD024CK | Label Inspection | Print | TM141_TM143 |  |  |  |  | No smears, streaks, spots, or voids (Done) | Wet Nap 24ct. Fresh Antibacterial Hand Wipes Cs. Lbl | Analytical - Label_NY_NP7030_9-2.625
8OD243CK | Label Inspection | Print | TM141_TM143 |  |  |  |  | No smears, streaks, spots, or voids (Done) | Wet-Nap Fresh Antibacterial Hand Wipes | Analytical - Label_NY_NP7030_9-2.625
8OH217UP | Label Inspection | Print | TM141_TM143 |  |  |  |  | No smears, streaks, spots, or voids (Done) | LBL SAFEWAY H.S. WPS. CS LBL | Analytical - Label_A25
8OH450CK | Label Inspection | Print | TM141_TM143 |  |  |  |  | No smears, streaks, spots, or voids (Done) | CVS Cleansing Cloths for Sensitive Skin | Analytical - Label_NY_NP7030_9-2.625
8OJ22750 | Label Inspection | Print | TM141_TM143 |  |  |  |  | No smears, streaks, spots, or voids (Done) | LBL PDI HYGEA MULTI PURPOSE NP9800 | Analytical - Label_A11
8OP03700 | Label Inspection | Print | TM141_TM143 |  |  |  |  | No smears, streaks, spots, or voids (Done) | Simple Sensitive Skin Experts Cleans. Facial Wipes 25ct US | Analytical - Label_NY_NP9840_87-75
8OP06300 | Label Inspection | Print | TM141_TM143 |  |  |  |  | No smears, streaks, spots, or voids (Done) | Simple Sensitive Skin Experts Cleans facial Wipes 25ct Canada | Analytical - Label_NY_NP9840_87-75
8OP065RSL | Label Inspection | Print | TM141_TM143 |  |  |  |  | No smears, streaks, spots, or voids (Done) | Ponds Evening Soothe Twlts. | Analytical - Label_NY_NP9995_2.625-3.375
8OP067RSL | Label Inspection | Print | TM141_TM143 |  |  |  |  | No smears, streaks, spots, or voids (Done) | Ponds Original Fresh Reseal. Label | Analytical - Label_NY_NP9995_2.625-3.375
8OP07200 | Label Inspection | Print | TM141_TM143 |  |  |  |  | No smears, streaks, spots, or voids (Done) | Simple Sensitive Skin Experts Cleans. Facial Wipes 7ct Canada | Analytical - Label_NY_NP9840_87-75
8OP073RSL | Label Inspection | Print | TM141_TM143 |  |  |  |  | No smears, streaks, spots, or voids (Done) | Ponds Luminous Clean Twlts. | Analytical - Label_NY_NP9995_2.625-3.375
8OP081RSL | Label Inspection | Print | TM141_TM143 |  |  |  |  | No smears, streaks, spots, or voids (Done) | Ponds Original Fresh Twlts. | Analytical - Label_NY_NP9995_2.625-3.375
8OP08700 | Label Inspection | Print | TM141_TM143 |  |  |  |  | No smears, streaks, spots, or voids (Done) | Cetaphil Gentle Makeup Removing Wipes | Analytical - Label_NY_NP9800_3.375-2.625
8OP09100 | Label Inspection | Print | TM141_TM143 |  |  |  |  | No smears, streaks, spots, or voids (Done) | Cetaphil Gentle Makeup Removing Wipes | Analytical - Label_NY_NP9991_3.375-2.625
8OP09300 | Label Inspection | Print | TM141_TM143 |  |  |  |  | No smears, streaks, spots, or voids (Done) | Noxzema Ultimate Clear Anti-Blemish Pads -Front | Analytical - Label_NY_NP7110_2.55-3
8OP09301 | Label Inspection | Print | TM141_TM143 |  |  |  |  | No smears, streaks, spots, or voids (Done) | Noxzema Ultimate Clear Anti-Blemish Pads -Back | Analytical - Label_NY_NP7110_2.55-5
8OP19500 | Label Inspection | Print | TM141_TM143 |  |  |  |  | No smears, streaks, spots, or voids (Done) | Simple Sensitive Skin Experts Micellar Cleansing Wipes 25ct | Analytical - Label_NY_NP9840_87-75
8OP205RSL | Label Inspection | Print | TM141_TM143 |  |  |  |  | No smears, streaks, spots, or voids (Done) | Ponds Exfoliating Renewal Twlts. | Analytical - Label_NY_NP9995_2.625-3.375
8OP214RSL | Label Inspection | Print | TM141_TM143 |  |  |  |  | No smears, streaks, spots, or voids (Done) | Proactiv Cleansing Wipes 25ct. | Analytical - Label_NY_NP9991_3.375-2.625
8OP223RSL | Label Inspection | Print | TM141_TM143 |  |  |  |  | No smears, streaks, spots, or voids (Done) | Simple Sensitive Skin Experts Cleans. Facial Wipes 25ct | Analytical - Label_NY_NP9840_87-75
8OP227RSL | Label Inspection | Print | TM141_TM143 |  |  |  |  | No smears, streaks, spots, or voids (Done) | LBL Rigid L' Oreal CCL NP9997 | Analytical - Label_NY_NP9997_2.625-3.375
8OP22900RF | Label Inspection | Print | TM141_TM143 |  |  |  |  | No smears, streaks, spots, or voids (Done) | Neutrogena Naturals Purifying Makeup Remover | Analytical - Label_NY_NP98371_78-61
8OP24200 | Label Inspection | Print | TM141_TM143 |  |  |  |  | No smears, streaks, spots, or voids (Done) | Sani-Cloth Prime Extra Large Wipe | Analytical - Label_NY_NP7200_5.8125-6.5
8OP24201 | Label Inspection | Print | TM141_TM143 |  |  |  |  | No smears, streaks, spots, or voids (Done) | Sani-Cloth Prime Extra Large Wipe | Analytical - Label_NY_NP7200_5.8125-6.5
8OP25301 | Label Inspection | Print | TM141_TM143 |  |  |  |  | No smears, streaks, spots, or voids (Done) | PDI Sani Cloth Prime Back Label | Analytical - Label_NY_NP7200_6.25-4
8OP25700 | Label Inspection | Print | TM141_TM143 |  |  |  |  | No smears, streaks, spots, or voids (Done) | PDI Sani Cloth Bleach 65ct. | Analytical - Label_A41
8OP25701 | Label Inspection | Print | TM141_TM143 |  |  |  |  | No smears, streaks, spots, or voids (Done) | PDI Sani Cloth Bleach 65ct. | Analytical - Label_A41
8OP260RSL | Label Inspection | Print | TM141_TM143 |  |  |  |  | No smears, streaks, spots, or voids (Done) | Avon ANEW Clean Facial Cleans. Wipes Reseal. | Analytical - Label_NY_NP7700_3.375-2.3437
8OP26300 | Label Inspection | Print | TM141_TM143 |  |  |  |  | No smears, streaks, spots, or voids (Done) | Ecolab Eco-Wipe Duo | Analytical - Label_NY_NP7200_6.5-5.8125
8OP26301 | Label Inspection | Print | TM141_TM143 |  |  |  |  | No smears, streaks, spots, or voids (Done) | Ecolab Eco-Wipe Duo | Analytical - Label_NY_NP7200_6.5-5.8125
8OP263CK | Label Inspection | Print | TM141_TM143 |  |  |  |  | No smears, streaks, spots, or voids (Done) | Ecolab Eco-Wipe Duo Case Label | Analytical - Label_NY_NP7030_8.5-6.5
8OP27200 | Label Inspection | Print | TM141_TM143 |  |  |  |  | No smears, streaks, spots, or voids (Done) | Eco-Wipe Duo | Analytical - Label_NY_NP7200_5.8125-6.5
8OP27201 | Label Inspection | Print | TM141_TM143 |  |  |  |  | No smears, streaks, spots, or voids (Done) | Eco-Wipe Duo | Analytical - Label_NY_NP7200_5.8125-6.5
8OP29400 | Label Inspection | Print | TM141_TM143 |  |  |  |  | No smears, streaks, spots, or voids (Done) | Ecolab Eco-Wipe Duo | Analytical - Label_NY_NP7200_6.5-5.8125
8OP29401 | Label Inspection | Print | TM141_TM143 |  |  |  |  | No smears, streaks, spots, or voids (Done) | Ecolab Eco-Wipe Duo | Analytical - Label_NY_NP7200_6.5-5.8125
8OP294CK | Label Inspection | Print | TM141_TM143 |  |  |  |  | No smears, streaks, spots, or voids (Done) | Ecolab Eco-Wipe Duo Case Label | Analytical - Label_NY_NP7030_8.5-6.5
8OP308SIRF | Label Inspection | Print | TM141_TM143 |  |  |  |  | No smears, streaks, spots, or voids (Done) | Remove Completely Label | Analytical - Label_NY_NP9300_2-1.375
8OP47101 | Label Inspection | Print | TM141_TM143 |  |  |  |  | No smears, streaks, spots, or voids (Done) | Sani Professional Sani-Hands 300ct | Analytical - Label_NY_NP7200_6.5-5.8125
8OP56700 | Label Inspection | Print | TM141_TM143 |  |  |  |  | No smears, streaks, spots, or voids (Done) | Sani Professional No Rinse Sanitizing Multi-Surface Wipes | Analytical - Label_NY_NP7200_5.8125-6.5
8OP585SIRF | Label Inspection | Print | TM141_TM143 |  |  |  |  | No smears, streaks, spots, or voids (Done) | Remove Completely Label | Analytical - Label_NY_NP9300_1.375-2
8OP587RSL | Label Inspection | Print | TM141_TM143 |  |  |  |  | No smears, streaks, spots, or voids (Done) | Proactiv Cleansing Wipes 25ct. | Analytical - Label_NY_NP9991_3.375-2.625
8OP63000RF | Label Inspection | Print | TM141_TM143 |  |  |  |  | No smears, streaks, spots, or voids (Done) | Aveeno Positively Radiant Make-up Removing Wipes | Analytical - Label_NY_NP9837_85-73
8OP80600RF | Label Inspection | Print | TM141_TM143 |  |  |  |  | No smears, streaks, spots, or voids (Done) | Clean & Clear Night Relaxing All-in-one Cleansing Wipes | Analytical - Label_NY_NP9837_85-73
2AA284SLI | Canister & Lid Inspection | Print | [5 empty] | No smears, streaks, | Preparation H Solo | Analytical - Lid_01B
8OU130CK | Label Inspection | Print | TM141_TM143 |  |  |  |  | No smears, streaks, spots, or voids (Done) | Grime Boss Original Citrus 1ct. | Analytical - Label_NY_NP7030_9-2.625
8OU372CK | Label Inspection | Print | TM141_TM143 |  |  |  |  | No smears, streaks, spots, or voids (Done) | Harmon 20ct MTT Single Packets Case Label | Analytical - Label_NY_NP7030_9-2.625
8OX351CK | Label Inspection | Print | TM141_TM143 |  |  |  |  | No smears, streaks, spots, or voids (Done) | Prevantics -OR Tri-Fold IFU | Analytical - Label_NY_50#W_5_4
8OX461CK | Label Inspection | Print | TM141_TM143 |  |  |  |  | No smears, streaks, spots, or voids (Done) | Prevantics -OR Bi-Fold IFU | Analytical - Label_NY_50#W_5_4
8OX465CK | Label Inspection | Print | TM141_TM143 |  |  |  |  | No smears, streaks, spots, or voids (Done) | Prevantics-OR Bi-Fold IFU | Analytical - Label_NY_50#W_5_4
8OX510CK | Label Inspection | Print | TM141_TM143 |  |  |  |  | No smears, streaks, spots, or voids (Done) | Prevantics-OR Tri-Fold IFU | Analytical - Label_NY_50#W_5_4
8QB11400 | Label Inspection | Print | TM141_TM143 |  |  |  |  | No smears, streaks, spots, or voids (Done) | PDI Prevantics Swab Case Label | Analytical - Label_NY_NP7030_6-5
8RB11400 | Label Inspection | Print | TM141_TM143 |  |  |  |  | No smears, streaks, spots, or voids (Done) | PDI Prevantics Swab Case Label | Analytical - Label_NY_NP7030_6-5
8RS32450 | Label Inspection | Print | TM141_TM143 |  |  |  |  | No smears, streaks, spots, or voids (Done) | PDI Prevantics Swabstick Case Label | Analytical - Label_NY_NP7030_6-5
8RS428CK | Label Inspection | Print | TM141_TM143 |  |  |  |  | No smears, streaks, spots, or voids (Done) | PDI Prevantics Swabstick Case Label | Analytical - Label_NY_NP7030_6-5
8SS27350 | Label Inspection | Print | TM141_TM143 |  |  |  |  | No smears, streaks, spots, or voids (Done) | PDI Prevantics Maxi Swabstick Case Label | Analytical - Label_NY_NP7030_6-5
4FQ51801 | % Dual Quat | Quat | TM234_TM434 | 0.48 | 0.56 | % | FDA,2 |  | LIQ IMPROVED GERMICIDAL CLEANI | Analytical - BL_Sani_07C
4FQ51801 | % Dual Quat | Quat_Final | TM234_TM434 | 0.48 | 0.56 | % | FDA,2 |  | LIQ IMPROVED GERMICIDAL CLEANI | Analytical - BL_Sani_07C
3OA347 | Applicator_Inspection | Ratio: Wet MD / Wet CD (TM 103) | See Analyte for Method # |  | 4.5 |  | FDA,1 |  | Nonwoven Rolls Dispersible Unembossed - 6" width-65 gsm | Microbiologu - Bioburden_Applicator_NY
3OA347 | Applicator_Inspection | Ratio: Wet MD / Wet CD (TM 103) | See Analyte for Method # |  | 4.5 |  | FDA,1 |  | Nonwoven Rolls Dispersible Unembossed - 6" width-65 gsm | Analytical-Applicator_NY_Nonwoven Rolls Dispersable Unembossed- 6" width - 65 gsm
2CA922 | Moisture Vapor Transmission rate | Report result from COA | NA |  | 10 | GSM | FDA,0 |  | Dove Baby Sensitive Moisture Wipes | Analytical - Web_NP8810_12.125
2CA911 | Moisture Vapor Transmission rate | Report result from COA | NA |  | 10 | GSM | FDA,0 |  | Dove Baby Rich Moisture Wipes | Analytical - Web_NP8810_12.125
2CA735 | Moisture Vapor Transmission rate | Report result from COA | NA |  | 10 | GSM | FDA,0 |  | Dove Baby Sensitive Moisture Wipes | Analytical - Web_NP8810_12.125
3OQ551 | Applicator Measurements | Roll Diameter (COA) | CoA | 43 | 47 | in | FDA,0 |  | 40gsm, Hydroentangled Nonwoven, 42" | Analytical - Applicator_15E
3OM304 | Applicator_Inspection | Roll Diameter (COA) | See Analyte for Method # | 41 | 45 |  | FDA,0 |  | Spunlaced Nonwoven 50 gsm 100% Polyester - 9" | Analytical-Applicator_NY_Spunlaced Nonwoven 50 gsm 100% Polyester-9"
3OU252 | Applicator_Inspection | Roll Diameter (COA) | See Analyte for Method # | 41 | 45 |  | FDA,0 |  | Nonwoven Rolls Spunlaced Nonwoven - 9" - 67.8gsm | Analytical-Applicator_NY_Rolls Spunlaced Nonwoven-10"-67.8gsm
3XP540 | Applicator Measurements | Roll Diameter (COA) | CoA | 41 | 45 | in | FDA,0 |  | Spunlaced Nonwoven 50gsm 100% Polyester - 42" | Analytical-Applicator_NY_Spunlaced Nonwoven 50 gsm 100% Polyester-42"
3OP257 | Applicator Measurements | Roll Diameter (COA) | CoA | 41 | 45 | in | FDA,0 |  | Spunlaced Nonwoven 50gsm 100% Polyester - 37.5" | Analytical-Applicator_NY_Spunlaced Nonwoven 50 gsm 100% Polyester-37.5"
3OM304 | Applicator_Inspection | Roll Diameter (COA) | See Analyte for Method # | 41 | 45 |  | FDA,0 |  | Spunlaced Nonwoven 50 gsm 100% Polyester - 9" | Analytical-Applicator_NY_Skip lot testing
3XP540 | Applicator Measurements | Roll Diameter (COA) | CoA | 41 | 45 | in | FDA,0 |  | Spunlaced Nonwoven 50gsm 100% Polyester - 42" | Analytical - Applicator_NY_Skip lot testing
3OQ333 | Applicator Measurements | Roll Diameter (Inches) | Measurement | 42 | 46 | in | FDA,0 |  | Embossed Spunlaced Nonwoven - 37 1/2" | Analytical-Applicator_NY_ Embossed Spunlaced Nonwoven - 37 1/2"
3AP211 | Applicator Measurements | Roll Diameter (Inches) | Measurement | 44 | 46 | in | FDA,0 |  | Spunlaced Nonwoven 55gsm 37 1/2" | Analytical-Applicator_NY_Spunlaced Nonwoven 55gsm 37 1/2"
3OP138 | Applicator Measurements | Roll Diameter (Inches) | Measurement | 43 | 47 | in | FDA,0 |  | 40 gsm, Hydroentangled Nonwoven 30" with Diamond Emboss | Analytical - Applicator_36D
3XP667 | Applicator Measurements | Roll Diameter (Inches) | CoA | 41 | 45 | in | FDA,0 |  | Spunlaced Nonwoven 50gsm 100% Polyester - 38.75" | Analytical-Applicator_NY_Spunlaced Nonwoven 50 gsm 100% Polyester-38.75"
3OQ444 | Applicator Measurements | Roll Diameter (Inches) | Measurement | 42 | 46 | in | FDA,0 |  | Applicator- 36" Embossed Spunlaced Nonwoven | Analytical-Applicator_NY_36" Embossed Spunlaced Nonwoven
3OQ222 | Applicator Measurements | Roll Diameter (Inches) | Measurement | 42 | 46 | in | FDA,0 |  | Applicator - 30" Embossed Spunlaced Nonwoven | Analytical-Applicator_NY_ 30" Embossed Spunlaced Nonwoven
3OA592 | Applicator Measurements | Roll Diameter (Inches) | Measurement | 45 | 48 | in | FDA,0 |  | Nonwoven Rolls Dispersible Unembossed - 6" width - 70gsm | Analytical - Applicator_NY_Nonwoven Rolls Dispersible Unembossed - 6" - 70gsm
3OA580 | Applicator Measurements | Roll Diameter (Inches) | Measurement | 43 | 47 | in | FDA,0 |  | 45 gsm, Hydroentangled Nonwoven 11-1/2” | Analytical - Applicator_38A
3OP134 | Applicator Measurements | Roll Diameter (Inches) | Measurement | 39 | 40 | in | FDA,0 |  | 35gsm Stora Flat - 30" | Analytical-Applicator_NY_35gsm Stora Flat - 30"
3XP134 | Applicator Measurements | Roll Diameter (Inches) | Measurement | 39 | 40 | in | FDA,0 |  | 35gsm Stora Flat - 36" | Analytical-Applicator_NY_35gsm Stora Flat - 36"
3DQ595N | Applicator Measurements | Roll Diameter (Inches) | Measurement | 44 | 47 | in | FDA,0 |  | AP1 SG THERMAL SH-PP-40 30" | Analytical - Applicator_10I
3OQ890N | Applicator Measurements | Roll Diameter (Inches) | Measurement | 44 | 47 | in | FDA,0 |  | AP1 SG THERMAL SH-PP-40 36" | Analytical - Applicator_01E
3OQ850N | Applicator Measurements | Roll Diameter (Inches) | Measurement | 44 | 47 | in | FDA,0 |  | Applicator Thermal Bonded Nonwoven-37 1/2" | Analytical - Applicator_01E
3AU228 | Applicator Measurements | Roll Diameter (Inches) | Measurement | 28 | 32 | in | FDA,0 |  | AP1 SP SPUNLACE 55G 50/50 7.5 | Analytical - Applicator_06I
3OU265 | Applicator Measurements | Roll Diameter (Inches) | Measurement | 41 | 45 | in | FDA,0 |  | Spunlaced Nonwoven 50 gsm 100% Polyester – 11 1/2” | Analytical - Applicator_10H
3XP138 | Applicator Measurements | Roll Diameter (Inches) | Measurement | 43 | 47 | in | FDA,0 |  | 40 gsm, Hydroentangled Nonwoven 37 1/2" with Diamond Emboss | Analytical - Applicator_36B
3OH592 | Applicator Measurements | Roll Diameter (Inches) | Measurement | 30 | 34 | in | FDA,0 |  | 40 gsm, Hydroentangled Nonwoven 7 7/8” with Diamond Emboss | Analytical - Applicator_36A
3OU275 | Applicator Measurements | Roll Diameter (Inches) | Measurement | 30 | 34 | in | FDA,0 |  | 40 gsm, Hydroentangled Nonwoven 11 3/4” with Diamond Emboss | Analytical - Applicator_36C
3OA972 | Applicator Measurements | Roll Diameter (Inches) | Measurement | 43 | 47 | in | FDA,0 |  | 40 gsm, Hydroentangled Nonwoven 9" with Diamond Emboss | Analytical-Applicator_NY_40gsm Hydroentangled Nonwoven 9" with Diamond Emboss
3DQ595 | Applicator Measurements | Roll Diameter (Inches) | Measurement | 44 | 47 | in | FDA,0 |  | AP1 SG THERMAL SH-PP-40 30" | Analytical - Applicator_10D
3OP081 | Applicator Measurements | Roll Diameter (Inches) | Measurement | 45 | 47 | in | FDA,0 |  | Rolls Flat Spunlaced Nonwoven - 55 gsm | Analytical - Applicator_NY_Rolls Flat Spunlaced Nonwoven-55gsm-30"
3XP667 | Applicator Measurements | Roll Diameter (Inches) | CoA | 41 | 45 | in | FDA,0 |  | Spunlaced Nonwoven 50gsm 100% Polyester - 38.75" | Analytical-Applicator_NY_Skip lot testing
3OQ333 | Applicator Measurements | Roll Diameter (Inches) | Measurement | 42 | 46 | in | FDA,0 |  | Embossed Spunlaced Nonwoven - 37 1/2" | Analytical-Applicator_NY_Skip lot testing
3OQ222 | Applicator Measurements | Roll Diameter (Inches) | Measurement | 42 | 46 | in | FDA,0 |  |  | Analytical-Applicator_NY_ Embossed Spunlaced Nonwoven - 37 1/2"
3OQ444 | Applicator Measurements | Roll Diameter (Inches) | Measurement | 42 | 46 | in | FDA,0 |  | Applicator- 36" Embossed Spunlaced Nonwoven | Analytical-Applicator_NY_Skip lot testing
3OQ222 | Applicator Measurements | Roll Diameter (Inches) | Measurement | 42 | 46 | in | FDA,0 |  | Applicator - 30" Embossed Spunlaced Nonwoven | Analytical-Applicator_NY_36" Embossed Spunlaced Nonwoven
3OQ444 | Applicator Measurements | Roll Diameter (Inches) | Measurement | 42 | 46 | in | FDA,0 |  | Applicator- 36" Embossed Spunlaced Nonwoven | Analytical-Applicator_NY_ 30" Embossed Spunlaced Nonwoven
3OQ222 | Applicator Measurements | Roll Diameter (Inches) | Measurement | 42 | 46 | in | FDA,0 |  | Applicator - 30" Embossed Spunlaced Nonwoven | Analytical-Applicator_NY_Skip lot testing
3OQ333 | Applicator Measurements | Roll Diameter (Inches) | Measurement | 42 | 46 | in | FDA,0 |  | Embossed Spunlaced Nonwoven - 37 1/2" | Analytical-Applicator_NY_36" Embossed Spunlaced Nonwoven
3OQ444 | Applicator Measurements | Roll Diameter (Inches) | Measurement | 42 | 46 | in | FDA,0 |  | Applicator- 36" Embossed Spunlaced Nonwoven | Analytical-Applicator_NY_ Embossed Spunlaced Nonwoven - 37 1/2"
3OD438 | Applicator_Inspection | Roll Diameter (Inches) (Measurement) | See Analyte for Method # | 30 | 34 | in | FDA,0 |  | 35 gsm Unembossed Nonwoven | Analytical - Applicator_NY_35 gsm Unembossed Nonwoven
3OP113 | Applicator_Inspection | Roll Diameter (Inches) (Measurement) | See Analyte for Method # | 40 | 46 | in | FDA,0 |  | Flat CSC Spunlaced Nonwoven - 45 gsm - 30" | Analytical-Applicator_NY_Skip lot testing
3OA426 | Applicator_Inspection | Roll Diameter (Inches) (Measurement) | See Analyte for Method # | 43 | 48 | in | FDA,0 |  | Rolls Spunlaced Nonwoven – 8” – 52 gsm | Analytical - Applicator_NY_Rolls Spunlaced Nonwoven – 8” – 52 gsm
3OQ850N | Applicator_Inspection | Roll Diameter (Inches) (Measurement) | See Analyte for Method # | 44 | 47 | in | FDA,0 |  | Applicator Thermal Bonded Nonwoven-37 1/2" | Analytical - Applicator_NY_Thermal Bonded Nonwoven-37 1/2"
3OQ890N | Applicator_Inspection | Roll Diameter (Inches) (Measurement) | See Analyte for Method # | 44 | 47 | in | FDA,0 |  | AP1 SG THERMAL SH-PP-40 36" | Analytical - Applicator_NY_Thermal Bonded Nonwoven-37 1/2"
3OP920 | Applicator_Inspection | Roll Diameter (Inches) (Measurement) | See Analyte for Method # | 40 |  | in | FDA,0 |  | SMS Nonwovens Honeycomb Embossed- 35 gsm - 953 mm | Analytical-Applicator_NY_SMS Nonwovens Honeycomb Embossed- 35 gsm - 37.5"
3OP705 | Applicator_Inspection | Roll Diameter (Inches) (Measurement) | See Analyte for Method # | 44 | 48 | in | FDA,0 |  | Rolls Spunlaced Nonwoven – 25 1/2” – 52 gsm | Analytical-Applicator_NY_Skip lot testing
3OA347 | Applicator_Inspection | Roll Diameter (Inches) (Measurement) | See Analyte for Method # | 42 | 48 | in | FDA,0 |  | Nonwoven Rolls Dispersible Unembossed - 6" width-65 gsm | Microbiologu - Bioburden_Applicator_NY
3OH581 | Applicator_Inspection | Roll Diameter (Inches) (Measurement) | See Analyte for Method # | 30 | 32 | in | FDA,0 |  | Spunlaced Nonwoven 50 gsm 100% Polyester – 7” | Analytical - Applicator_NY_Spunlaced Nonwoven 50 gsm 100% Polyester – 7”
3OA347 | Applicator_Inspection | Roll Diameter (Inches) (Measurement) | See Analyte for Method # | 42 | 48 | in | FDA,0 |  | Nonwoven Rolls Dispersible Unembossed - 6" width-65 gsm | Analytical-Applicator_NY_Nonwoven Rolls Dispersable Unembossed- 6" width - 65 gsm
3OP065 | Applicator_Inspection | Roll Diameter (Inches) (Measurement) | See Analyte for Method # | 45 | 47 | in | FDA,0 |  | Rolls Spunlaced Nonwoven Diamond - 60gsm | Analytical - Applicator_NY_Rolls spunlaced Nonwoven Diamond - 60gsm
3AQ470-A | Applicator_Inspection | Roll Diameter (Inches) (Measurement) | See Analyte for Method # | 45 | 60 | in | FDA,0 |  | Rolls Spunlaced Nonwoven – 37.75” – 50gsm | Analytical-Applicator_NY_Rolls Spunlaced Nonwoven - 37.75"-50gsm
3OH143 | Applicator_Inspection | Roll Diameter (Inches) (Measurement) | See Analyte for Method # | 31 | 33 | in | FDA,0 |  | Embossed Spunlaced Nonwoven 45 gsm – 7” | Analytical - Applicator_NY_Embossed Spunlaced Nonwoven 45 gsm – 7”
3OC585 | Applicator_Inspection | Roll Diameter (Inches) (Measurement) | See Analyte for Method # | 28 | 36 | in | FDA,0 |  | 55 gsm unembossed spunlaced nonwoven- 6" | Analytical - Applicator_NY_55 gsm Unembossed Spunlaced Nonwoven – 6”
3OD186 | Applicator_Inspection | Roll Diameter (Inches) (Measurement) | See Analyte for Method # | 31 | 33 | in | FDA,0 |  | Paper Crepe 23 lb., 7 3/4" | Analytical - Applicator_NY_Paper Crepe 23 lb., 7 3/4"
2AU252 | Web Measurement | Roll OD | TM141_TM143 | 14.9375 | 15.0625 | in | FDA,3 |  | L' Oreal paris Sublime Bronze Self-Tanning Twlts. | Analytical - Web_3459_8
2AU555 | Web Measurement | Roll OD | TM141_TM143 | 14.9375 | 15.0625 | in | FDA,4 |  | Prep H Rapid Relief with Lidocaine Totables | Analytical - Web_NP3460_7.5
3OM304 | Applicator_Inspection | Roll width (COA) | See Analyte for Method # | 8.75 | 9.25 | in | FDA,2 |  | Spunlaced Nonwoven 50 gsm 100% Polyester - 9" | Analytical-Applicator_NY_Spunlaced Nonwoven 50 gsm 100% Polyester-9"
3OU252 | Applicator_Inspection | Roll width (COA) | See Analyte for Method # | 8.94 | 9.13 | in | FDA,2 |  | Nonwoven Rolls Spunlaced Nonwoven - 9" - 67.8gsm | Analytical-Applicator_NY_Rolls Spunlaced Nonwoven-10"-67.8gsm
3XP540 | Applicator Measurements | Roll width (COA) | CoA | 41.75 | 42.25 | in | FDA,2 |  | Spunlaced Nonwoven 50gsm 100% Polyester - 42" | Analytical-Applicator_NY_Spunlaced Nonwoven 50 gsm 100% Polyester-42"
3OP257 | Applicator Measurements | Roll width (COA) | CoA | 37.25 | 37.75 | in | FDA,2 |  | Spunlaced Nonwoven 50gsm 100% Polyester - 37.5" | Analytical-Applicator_NY_Spunlaced Nonwoven 50 gsm 100% Polyester-37.5"
3OM304 | Applicator_Inspection | Roll width (COA) | See Analyte for Method # | 8.75 | 9.25 | in | FDA,2 |  | Spunlaced Nonwoven 50 gsm 100% Polyester - 9" | Analytical-Applicator_NY_Skip lot testing
3XP540 | Applicator Measurements | Roll width (COA) | CoA | 41.75 | 42.25 | in | FDA,2 |  | Spunlaced Nonwoven 50gsm 100% Polyester - 42" | Analytical - Applicator_NY_Skip lot testing
3OQ333 | Applicator Measurements | Roll Width (Inches) | Measurement | 37.375 | 37.625 | in | FDA,3 |  | Embossed Spunlaced Nonwoven - 37 1/2" | Analytical-Applicator_NY_ Embossed Spunlaced Nonwoven - 37 1/2"
3AP211 | Applicator Measurements | Roll Width (Inches) | Measurement | 37.3 | 37.7 | in | FDA,1 |  | Spunlaced Nonwoven 55gsm 37 1/2" | Analytical-Applicator_NY_Spunlaced Nonwoven 55gsm 37 1/2"
3OP138 | Applicator Measurements | Roll Width (Inches) | Measurement | 29.875 | 30.125 | in | FDA,3 |  | 40 gsm, Hydroentangled Nonwoven 30" with Diamond Emboss | Analytical - Applicator_36D
3XP667 | Applicator Measurements | Roll Width (Inches) | CoA | 38.5 | 39 | in | FDA,2 |  | Spunlaced Nonwoven 50gsm 100% Polyester - 38.75" | Analytical-Applicator_NY_Spunlaced Nonwoven 50 gsm 100% Polyester-38.75"
3OQ551 | Applicator Measurements | Roll Width (Inches) | CoA | 41.875 | 42.125 | in | FDA,3 |  | 40gsm, Hydroentangled Nonwoven, 42" | Analytical - Applicator_15E
3OU351 | Applicator Measurements | Roll Width (Inches) | TM141_TM143 | 5.875 | 6.125 | in | FDA,3 |  | 1.25 oz/sy (42.4 gsm) Ultrasoft Spunbond Nonwoven White | Analytical-Applicator_NY_1.25 oz/sy - 42.4gsm Spunbound Nonwoven
3OQ444 | Applicator Measurements | Roll Width (Inches) | Measurement | 35.875 | 36.125 | in | FDA,3 |  | Applicator- 36" Embossed Spunlaced Nonwoven | Analytical-Applicator_NY_36" Embossed Spunlaced Nonwoven
3OQ222 | Applicator Measurements | Roll Width (Inches) | Measurement | 29.875 | 30.125 | in | FDA,3 |  | Applicator - 30" Embossed Spunlaced Nonwoven | Analytical-Applicator_NY_ 30" Embossed Spunlaced Nonwoven
3OA592 | Applicator Measurements | Roll Width (Inches) | Measurement | 6 | 6.125 | in | FDA,3 |  | Nonwoven Rolls Dispersible Unembossed - 6" width - 70gsm | Analytical - Applicator_NY_Nonwoven Rolls Dispersible Unembossed - 6" - 70gsm
3OA580 | Applicator Measurements | Roll Width (Inches) | Measurement | 11.375 | 11.625 | in | FDA,3 |  | 45 gsm, Hydroentangled Nonwoven 11-1/2” | Analytical - Applicator_38A
3OJ213 | Applicator Measurements | Roll Width (Inches) | Measurement | 11.875 | 12.125 | in | FDA,3 |  | AP1 VJ 40 GSM 50% VISC/50% PET 12" | Analytical - Applicator_08A
3OP134 | Applicator Measurements | Roll Width (Inches) | Measurement | 29.875 | 30.125 | in | FDA,3 |  | 35gsm Stora Flat - 30" | Analytical-Applicator_NY_35gsm Stora Flat - 30"
3XP134 | Applicator Measurements | Roll Width (Inches) | Measurement | 35.875 | 36.125 | in | FDA,3 |  | 35gsm Stora Flat - 36" | Analytical-Applicator_NY_35gsm Stora Flat - 36"
3DQ595N | Applicator Measurements | Roll Width (Inches) | Measurement | 29.875 | 30.125 | in | FDA,3 |  | AP1 SG THERMAL SH-PP-40 30" | Analytical - Applicator_10I
3OQ890N | Applicator Measurements | Roll Width (Inches) | Measurement | 35.875 | 36.125 | in | FDA,3 |  | AP1 SG THERMAL SH-PP-40 36" | Analytical - Applicator_01E
3OQ850N | Applicator Measurements | Roll Width (Inches) | Measurement | 35.875 | 36.125 | in | FDA,3 |  | Applicator Thermal Bonded Nonwoven-37 1/2" | Analytical - Applicator_01E
3BJ141 | Applicator Measurements | Roll Width (Inches) | Measurement | 11.5 | 11.75 | in | FDA,2 |  | AP1 VJ 43G 40/60 BGDOT 11.625 | Analytical - Applicator_07K
3XP253 | Applicator Measurements | Roll Width (Inches) | Measurement | 29.875 | 30.125 | in | FDA,3 |  | 35gsm Flat Thermoembonded Nonwoven 30" | Analytical - Applicator_NY_35gsm Flat Thermoembonded Nonwoven 30"
3OP242 | Applicator Measurements | Roll Width (Inches) | CoA | 37.375 | 37.625 | in | FDA,3 |  | 35gsm Flat Thermoembonded Nonwoven 37.5" | Analytical - Applicator_NY_35gsm Flat Thermoembonded Nonwoven 37.5"
3AU228 | Applicator Measurements | Roll Width (Inches) | Measurement | 7.375 | 7.625 | in | FDA,3 |  | AP1 SP SPUNLACE 55G 50/50 7.5 | Analytical - Applicator_06I
3OU265 | Applicator Measurements | Roll Width (Inches) | Measurement | 11.25 | 11.75 | in | FDA,2 |  | Spunlaced Nonwoven 50 gsm 100% Polyester – 11 1/2” | Analytical - Applicator_10H
3XP138 | Applicator Measurements | Roll Width (Inches) | Measurement | 37.375 | 37.625 | in | FDA,3 |  | 40 gsm, Hydroentangled Nonwoven 37 1/2" with Diamond Emboss | Analytical - Applicator_36B
3OH592 | Applicator Measurements | Roll Width (Inches) | Measurement | 7.75 | 8 | in | FDA,3 |  | 40 gsm, Hydroentangled Nonwoven 7 7/8” with Diamond Emboss | Analytical - Applicator_36A
3OU275 | Applicator Measurements | Roll Width (Inches) | Measurement | 11.625 | 11.875 | in | FDA,3 |  | 40 gsm, Hydroentangled Nonwoven 11 3/4” with Diamond Emboss | Analytical - Applicator_36C
3OA911 | Applicator Measurements | Roll Width (Inches) | Measurement | 7.9 | 8.025 | in | FDA,3 |  | 55gsm Big Dot Embossed Nonwoven | Analytical - Applicator_NY_55gsm Big Dot Embossed Nonwoven
3OA972 | Applicator Measurements | Roll Width (Inches) | Measurement | 8.875 | 9.125 | in | FDA,3 |  | 40 gsm, Hydroentangled Nonwoven 9" with Diamond Emboss | Analytical-Applicator_NY_40gsm Hydroentangled Nonwoven 9" with Diamond Emboss
3DQ595 | Applicator Measurements | Roll Width (Inches) | Measurement | 29.875 | 30.125 | in | FDA,3 |  | AP1 SG THERMAL SH-PP-40 30" | Analytical - Applicator_10D
3OP081 | Applicator Measurements | Roll Width (Inches) | Measurement | 29.75 | 30.25 | in | FDA,2 |  | Rolls Flat Spunlaced Nonwoven - 55 gsm | Analytical - Applicator_NY_Rolls Flat Spunlaced Nonwoven-55gsm-30"
3OJ213 | Applicator Measurements | Roll Width (Inches) | Measurement | 11.875 | 12.125 | in | FDA,3 |  | AP1 VJ 40 GSM 50% VISC/50% PET 12" | Analytical-Applicator_NY_Skip lot testing
3XP667 | Applicator Measurements | Roll Width (Inches) | CoA | 38.5 | 39 | in | FDA,2 |  | Spunlaced Nonwoven 50gsm 100% Polyester - 38.75" | Analytical-Applicator_NY_Skip lot testing
3OQ333 | Applicator Measurements | Roll Width (Inches) | Measurement | 37.375 | 37.625 | in | FDA,3 |  | Embossed Spunlaced Nonwoven - 37 1/2" | Analytical-Applicator_NY_Skip lot testing
3OQ222 | Applicator Measurements | Roll Width (Inches) | Measurement | 37.375 | 37.625 | in | FDA,3 |  | Applicator - 30" Embossed Spunlaced Nonwoven | Analytical-Applicator_NY_ Embossed Spunlaced Nonwoven - 37 1/2"
3OQ444 | Applicator Measurements | Roll Width (Inches) | Measurement | 35.875 | 36.125 | in | FDA,3 |  | Applicator- 36" Embossed Spunlaced Nonwoven | Analytical-Applicator_NY_Skip lot testing
3OQ222 | Applicator Measurements | Roll Width (Inches) | Measurement | 35.875 | 36.125 | in | FDA,3 |  | Applicator - 30" Embossed Spunlaced Nonwoven | Analytical-Applicator_NY_36" Embossed Spunlaced Nonwoven
3OQ444 | Applicator Measurements | Roll Width (Inches) | Measurement | 29.875 | 30.125 | in | FDA,3 |  | Applicator- 36" Embossed Spunlaced Nonwoven | Analytical-Applicator_NY_ 30" Embossed Spunlaced Nonwoven
3OQ222 | Applicator Measurements | Roll Width (Inches) | Measurement | 29.875 | 30.125 | in | FDA,3 |  | Applicator - 30" Embossed Spunlaced Nonwoven | Analytical-Applicator_NY_Skip lot testing
3OQ333 | Applicator Measurements | Roll Width (Inches) | Measurement | 35.875 | 36.125 | in | FDA,3 |  | Embossed Spunlaced Nonwoven - 37 1/2" | Analytical-Applicator_NY_36" Embossed Spunlaced Nonwoven
3OQ444 | Applicator Measurements | Roll Width (Inches) | Measurement | 37.375 | 37.625 | in | FDA,3 |  | Applicator- 36" Embossed Spunlaced Nonwoven | Analytical-Applicator_NY_ Embossed Spunlaced Nonwoven - 37 1/2"
3OD438 | Applicator_Inspection | Roll Width (Inches) (Measurement) | See Analyte for Method # | 7.75 | 8 | in | FDA,2 |  | 35 gsm Unembossed Nonwoven | Analytical - Applicator_NY_35 gsm Unembossed Nonwoven
3OP113 | Applicator_Inspection | Roll Width (Inches) (Measurement) | See Analyte for Method # | 29.875 | 30.125 | in | FDA,3 |  | Flat CSC Spunlaced Nonwoven - 45 gsm - 30" | Analytical-Applicator_NY_Skip lot testing
3OA426 | Applicator_Inspection | Roll Width (Inches) (Measurement) | See Analyte for Method # | 7.875 | 8.125 | in | FDA,3 |  | Rolls Spunlaced Nonwoven – 8” – 52 gsm | Analytical - Applicator_NY_Rolls Spunlaced Nonwoven – 8” – 52 gsm
3OQ850N | Applicator_Inspection | Roll Width (Inches) (Measurement) | See Analyte for Method # | 37.375 | 37.625 | in | FDA,3 |  | Applicator Thermal Bonded Nonwoven-37 1/2" | Analytical - Applicator_NY_Thermal Bonded Nonwoven-37 1/2"
3OQ890N | Applicator_Inspection | Roll Width (Inches) (Measurement) | See Analyte for Method # | 37.375 | 37.625 | in | FDA,3 |  | AP1 SG THERMAL SH-PP-40 36" | Analytical - Applicator_NY_Thermal Bonded Nonwoven-37 1/2"
3OP920 | Applicator_Inspection | Roll Width (Inches) (Measurement) | See Analyte for Method # | 37.25 | 37.75 | in | FDA,2 |  | SMS Nonwovens Honeycomb Embossed- 35 gsm - 953 mm | Analytical-Applicator_NY_SMS Nonwovens Honeycomb Embossed- 35 gsm - 37.5"
3OP705 | Applicator_Inspection | Roll Width (Inches) (Measurement) | See Analyte for Method # | 25.375 | 25.625 | in | FDA,3 |  | Rolls Spunlaced Nonwoven – 25 1/2” – 52 gsm | Analytical-Applicator_NY_Skip lot testing
3OH581 | Applicator_Inspection | Roll Width (Inches) (Measurement) | See Analyte for Method # | 6.875 | 7.125 | in | FDA,3 |  | Spunlaced Nonwoven 50 gsm 100% Polyester – 7” | Analytical - Applicator_NY_Spunlaced Nonwoven 50 gsm 100% Polyester – 7”
3OP065 | Applicator_Inspection | Roll Width (Inches) (Measurement) | See Analyte for Method # | 29.75 | 30.25 | in | FDA,2 |  | Rolls Spunlaced Nonwoven Diamond - 60gsm | Analytical - Applicator_NY_Rolls spunlaced Nonwoven Diamond - 60gsm
3AQ470-A | Applicator_Inspection | Roll Width (Inches) (Measurement) | See Analyte for Method # | 37.5 | 38 | in | FDA,2 |  | Rolls Spunlaced Nonwoven – 37.75” – 50gsm | Analytical-Applicator_NY_Rolls Spunlaced Nonwoven - 37.75"-50gsm
3OH143 | Applicator_Inspection | Roll Width (Inches) (Measurement) | See Analyte for Method # | 6.875 | 7.125 | in | FDA,0 |  | Embossed Spunlaced Nonwoven 45 gsm – 7” | Analytical - Applicator_NY_Embossed Spunlaced Nonwoven 45 gsm – 7”
3OC585 | Applicator_Inspection | Roll Width (Inches) (Measurement) | See Analyte for Method # | 5.875 | 6.125 | in | FDA,0 |  | 55 gsm unembossed spunlaced nonwoven- 6" | Analytical - Applicator_NY_55 gsm Unembossed Spunlaced Nonwoven – 6”
3OD186 | Applicator_Inspection | Roll Width (Inches) (Measurement) | See Analyte for Method # | 7.6875 | 7.8125 | in | FDA,4 |  | Paper Crepe 23 lb., 7 3/4" | Analytical - Applicator_NY_Paper Crepe 23 lb., 7 3/4"
3OP920 | Applicator Measurements | Roll Width (mm) | Measurement | 950 | 956 | mm | FDA,0 |  | SMS Nonwovens Honeycomb Embossed- 35 gsm - 953 mm | Analytical-Applicator_NY_SMS Nonwovens Honeycomb Embossed- 35 gsm - 37.5"
3OA347 | Applicator_Inspection | Roll Width (mm) (Measurement) | See Analyte for Method # | 6 | 6.125 | in | FDA,2 |  | Nonwoven Rolls Dispersible Unembossed - 6" width-65 gsm | Microbiologu - Bioburden_Applicator_NY
3OA347 | Applicator_Inspection | Roll Width (mm) (Measurement) | See Analyte for Method # | 6 | 6.125 | in | FDA,2 |  | Nonwoven Rolls Dispersible Unembossed - 6" width-65 gsm | Analytical-Applicator_NY_Nonwoven Rolls Dispersable Unembossed- 6" width - 65 gsm
2OP093 | Canister & Lid Inspection | S Dimension | Measurement | 0.035 | 0.065 | in | FDA,3 |  | 10oz. Blue HDPE Bottle Grade Jar | Analytical - Skip Lot Release_NY_2OP093
2OP093 | Canister & Lid Inspection | S Dimension | Measurement | 0.035 | 0.065 | in | FDA,3 |  | 10oz. Blue HDPE Bottle Grade Jar | Analytical - Jar _10 oz Blue HDPE Grade Jar
3OS407 | Swab Measurements | Scrub_Test | TM109 |  |  |  |  | Meets specifications (Done) | SWB SUPER BRUSH FOAM TIP SWABS | Analytical - Applicator_25B
3OS419 | Swab Measurements | Scrub_Test | TM109 |  |  |  |  | Meets specifications (Done) | SWB FOAM TIP SWABSTICK FLAT6" | Analytical - Applicator_25C
3OS484 | Swab Measurements | Scrub_Test | TM109 |  |  |  |  | Meets specifications (Done) | SWB 8" DBL-TIP FOAM SWABSTICK | Analytical - Applicator_26A
3OS428 | Swab Measurements | Scrub_Test | TM109 |  |  |  |  | Pass (Done) | Swabstick | Analytical - REDUCED TESTING_NY_3OS428
2OX465B | Canister & Lid Inspection | Seal Flange Diameter | Measurement | 0.864 | 0.874 | in | FDA,3 |  | Bottle, 26ml | Analytical - Bottle, 26ml
2OX510B | Canister & Lid Inspection | Seal Flange Diameter | Measurement | 0.544 | 0.554 | in | FDA,3 |  | Bottle, 5.1ml | Microbiologu - Bioburden_Applicator_NY
2OX510B | Canister & Lid Inspection | Seal Flange Diameter | Measurement | 0.544 | 0.554 | in | FDA,3 |  | Bottle, 5.1ml | Analytical - Bottle, 5.1ml
2RQ890P | Seal Strength | Seal Strength (@300DegF/40psi/0.5 sec dewll) | TM107 |  |  |  |  | Sample peeled apart and showed stress whitening when sealed (Done) | Pilfer White 250X with Laser Perf 4.25 Pitch | Analytical - Web_NP9508_18.125
2RQ890 | Seal Strength | Seal Strength (@300DegF/40psi/0.5 sec dewll) | TM107 |  |  |  |  | Sample peeled apart and showed stress whitening when sealed (Done) | PIL WH CL-250XWH 18.125 NP9508 | Analytical - Web_NP9508_18.125
2OP075 | Seal Strength | Seal Strength (g/inch@130DegC/0.5 sec/1 bar) | TM107 | 1000 |  | g/in | FDA,0 |  | L'Oreal Paris Revitalift MUR Cleans. Twlt | Analytical - Web_NP8541_12.205
2OP213 | Seal Strength | Seal Strength (g/inch@130DegC/0.5 sec/1 bar) | TM107 | 1000 |  | g/in | FDA,0 |  | Garnier Skin Active Clean Micellar Makeup Remover Cleans. Twlts. - Canada | Analytical - Web_NP8541_11
2OP079 | Seal Strength | Seal Strength (g/inch@130DegC/0.5 sec/1 bar) | TM107 | 1000 |  | g/in | FDA,0 |  | L 'Oreal Paris Revitalift MUR Cleans Wipes Canada | Analytical - Web_NP8541_12.205
2BP601 | Seal Strength | Seal Strength (g/inch@130DegC/14psi/1.0 sec dwell) | TM107 | 2000 |  | g/in | FDA,0 |  | Neutrogena Hydrating - Web | Analytical - Web_NP8512_12.205
2AP585 | Seal Strength | Seal Strength (g/inch@130DegC/14psi/1.0 sec dwell) | TM107 | 2000 |  | g/in | FDA,0 |  | Aveeno Ultra-Calming Makeup Removing Wipes | Analytical - Web_NP8512_12.205
2AP328 | Seal Strength | Seal Strength (g/inch@130DegC/14psi/1.0 sec dwell) | TM107 | 2000 |  | g/in | FDA,0 |  | Neutrogena Oil-Free Cleansing Wipes | Analytical - Web_NP8512_12.205
2AP284 | Seal Strength | Seal Strength (g/inch@130DegC/14psi/1.0 sec dwell) | TM107 | 2000 |  | g/in | FDA,0 |  | Neutrogena Oil-Free Cleansing Wipes | Analytical - Web_NP8512_12.205
2AP027 | Seal Strength | Seal Strength (g/inch@130DegC/14psi/1.0 sec dwell) | TM107 | 2000 |  | g/in | FDA,0 |  | Neutrogena Deep Clean Make-Up Remover | Analytical - Web_NP8512_310
2AP308 | Seal Strength | Seal Strength (g/inch@130DegC/14psi/1.0 sec dwell) | TM107 | 2000 |  | g/in | FDA,0 |  | Aveeno Ultra-Calming Makeup Removing Wipes | Analytical - Web_NP8512_12.205
2OP230 | Seal Strength | Seal Strength (g/inch@130DegC/14psi/1.0 sec dwell) | TM107 | 2000 |  | g/in | FDA,0 |  | Neutrogena Naturals Purifying Makeup Rmvr. Cleans. Twlts. | Analytical - Web_NP8512_12.205
2AP229 | Seal Strength | Seal Strength (g/inch@130DegC/14psi/1.0 sec dwell) | TM107 | 2000 |  | g/in | FDA,0 |  | Neutrogena Naturals Purifying Makeup Rmvr. Cleans. Twlts. | Analytical - Web_NP8512_9.5
2AP211 | Seal Strength | Seal Strength (g/inch@130DegC/14psi/1.0 sec dwell) | TM107 | 2000 |  | g/in | FDA,0 |  | Neutrogena Make-up Remover Cleans Twlts. | Analytical - Web_NP8512_12.205
2AP337 | Seal Strength | Seal Strength (g/inch@130DegC/14psi/1.0 sec dwell) | TM107 | 2000 |  | g/in | FDA,0 |  | Neutrogena Deep Clean MUR Wipes - Canada | Analytical - Web_NP8512_310
2OP063 | Seal Strength | Seal Strength (g/inch@140C/14psi/1 s dwellTopJaw) | TM107 | 2500 |  | g/in | FDA,0 |  | Simple Kind To Skin Facial Cleansing Wipes 25ct Canada | Analytical - Web_NP8511_320
2BU275 | Seal Strength | Seal Strength (g/inch@250DegF/30psi/0.5 sec dwell) | TM107 | 2270 |  | g/in | FDA,0 |  | PDI Sani-Cloth AF3 | Analytical - Web_NP3895_8.5
2BH592 | Seal Strength | Seal Strength (g/inch@250DegF/30psi/0.5 sec dwell) | TM107 | 2270 |  | g/in | FDA,0 |  | Sani-Cloth AF3 | Analytical - Web_NP3895_6.0
2AU555 | Seal Strength | Seal Strength (g/inch@290DegF/40psi/0.5 sec dwell) | TM107 | 5850 |  | g/in | FDA,0 |  | Prep H Rapid Relief with Lidocaine Totables | Analytical - Web_NP3460_7.5
2AU252 | Seal Strength | Seal Strength (g/inch@290DegF/40psi/0.5 sec dwell) | TM107 | 7500 |  | g/in | FDA,0 |  | L' Oreal paris Sublime Bronze Self-Tanning Twlts. | Analytical - Web_NP3459_8.0
2OP081 | Seal strength (NP8536) | Seal Strength (g/inch@320DegF/40psi/0.5 sec dwell) | TM107 | 2000 |  | g/in | FDA,0 |  | Ponds Original Fresh Twlts. | Analytical - Web_NP8536_11.875
2OP073 | Seal strength (NP8536) | Seal Strength (g/inch@320DegF/40psi/0.5 sec dwell) | TM107 | 2000 |  | g/in | FDA,0 |  | Ponds Luminous Clean Twlts. | Analytical - Web_NP8536_11.875
2OP065 | Seal strength (NP8536) | Seal Strength (g/inch@320DegF/40psi/0.5 sec dwell) | TM107 | 2000 |  | g/in | FDA,0 |  | Ponds Evening Soothe Twlts. | Analytical - Web_NP8536_11.875
2OP205 | Seal strength (NP8536) | Seal Strength (g/inch@320DegF/40psi/0.5 sec dwell) | TM107 | 2000 |  | g/in | FDA,0 |  | Ponds Exfoliating Renewal Twlts | Analytical - Web_NP8536_11.875
2OP092 | Seal strength (NP8536) | Seal Strength (g/inch@320DegF/40psi/0.5 sec dwell) | TM107 | 2000 |  | g/in | FDA,0 |  | Ponds Original Fresh 15ct Twlts. | Analytical - Web_NP8536_10
2OP067 | Seal strength (NP8536) | Seal Strength (g/inch@320DegF/40psi/0.5 sec dwell) | TM107 | 2000 |  | g/in | FDA,0 |  | Ponds Original Fresh 28ct Twlts. - Canada | Analytical - Web_NP8536_11.875
2OP067 | Seal strength (NP8536) | Seal Strength (g/inch@320DegF/40psi/0.5 sec dwell) | TM107 | 2000 |  | g/in | FDA,0 |  | Ponds Original Fresh 28ct Twlts. - Canada | Analytical - Web_NY_Skip lot testing
2AP113 | Seal Strength | Seal Strength (g/mm@130DegC/1bar/0.5sec dwell) | TM107 | 25 |  | g/mm | FDA,0 |  | Garnier Skin Active Clean Refreshing Remover Cleans Twlts | Analytical - Web_NP8542_11.0
2AP227 | Seal Strength | Seal Strength (g/mm@130DegC/1bar/0.5sec dwell) | TM107 | 25 |  | g/mm | FDA,0 |  | Garnier Skin Active Clean Micellar Makeup Remover Cleans. Twlts. | Analytical - Web_NP8542_11.0
2AP075 | Seal Strength | Seal Strength (g/mm@130DegC/1bar/0.5sec dwell) | TM107 | 25 |  | g/mm | FDA,0 |  | L' Oreal paris Revitalift MUR Cleans. Twlts. | Analytical - Web_NP8542_12.205
2AP210 | Seal Strength | Seal Strength (g/mm@130DegC/1bar/0.5sec dwell) | TM107 | 25 |  | g/mm | FDA,0 |  | L' Oreal Vichy Makeup Removing Micellar Cleans Wipes | Analytical - Web_NP8542_11.0
2OP195 | Seal strength (NP8511) | Seal strength 2500g/in@140DegC/1sec/14psi | TM107 | 2500 |  | g/in | FDA,0 |  | Simple Kind To Skin Micellar Cleansing Wipes 25ct | Analytical - Web_NP8511_320
2OP223 | Seal strength (NP8511) | Seal strength 2500g/in@140DegC/1sec/14psi | TM107 | 2500 |  | g/in | FDA,0 |  | Simple Kind To Skin Facial Cleansing Wipes 25ct US | Analytical - Web_NP8511_320
2OP037 | Seal strength (NP8511) | Seal strength 2500g/in@140DegC/1sec/14psi | TM107 | 2500 |  | g/in | FDA,0 |  | Simple Kind To Skin Facial Cleansing Wipes 7ct US | Analytical - Web_NP8511_245
2OP063 | Seal strength (NP8511) | Seal strength 2500g/in@140DegC/1sec/14psi | TM107 | 2500 |  | g/in | FDA,0 |  | Simple Kind To Skin Facial Cleansing Wipes 25ct Canada | Analytical - Web_NP8511_320
2OP072 | Seal strength (NP8511) | Seal strength 2500g/in@140DegC/1sec/14psi | TM107 | 2500 |  | g/in | FDA,0 |  | Simple Kind To Skin Facial Cleansing Wipes 7ct Canada | Analytical - Web_NP8511_245
2OP073 | Seal Strength | Seal Strength(g/in@350DegF/40psi/0.5sec dwell) | TM107 | 2500 |  | g/in | FDA,0 |  | Ponds Luminous Clean Twlts. | Analytical - Web_NP8536_11.875
2OA592 | Seal Strength | Seal Strength(g/in@350F/30psi/0.5s dwell Top Jaw) | TM107 | 2700 |  | g/in | FDA,0 |  | Prep H Medicated Wipes 48ct. | Analytical - Web_NP8504_11.0
2OA632 | Seal Strength | Seal Strength(g/in@350F/30psi/0.5s dwell Top Jaw) | TM107 | 2700 |  | g/in | FDA,0 |  | Prep H Medicated Hemorrhoidal Wipes | Analytical - Web_NP8504_11.75
2CA922 | Seal Strength | Seal Strength(g/in@350F/30psi/0.5s dwell Top Jaw) | TM107 | 500 |  | gms/f | FDA,0 |  | Dove Baby Sensitive Moisture Wipes | Analytical - Web_NP8810_12.125
2CA911 | Seal Strength | Seal Strength(g/in@350F/30psi/0.5s dwell Top Jaw) | TM107 | 500 |  | gms/f | FDA,0 |  | Dove Baby Rich Moisture Wipes | Analytical - Web_NP8810_12.125
2BA284R | Seal Strength | Seal Strength(g/in@350F/30psi/0.5s dwell Top Jaw) | TM107 | 2700 |  | g/in | FDA,0 |  | Preparation H 48ct. | Analytical - Web_NP8504_11.0
2AA709 | Seal Strength | Seal Strength(g/in@350F/30psi/0.5s dwell Top Jaw) | TM107 | 2700 |  | g/in | FDA,0 |  | Preparation H Medicated Wipes for Women | Analytical - Web_NP8504_11.0
2AA592 | Seal Strength | Seal Strength(g/in@350F/30psi/0.5s dwell Top Jaw) | TM107 | 2700 |  | g/in | FDA,0 |  | Prep H Medicated Wipes 48ct. | Analytical - Web_NP8504_11.0
2CA735 | Seal Strength | Seal Strength(g/in@350F/30psi/0.5s dwell Top Jaw) | TM107 | 500 |  | gms/f | FDA,0 |  | Dove Baby Sensitive Moisture Wipes | Analytical - Web_NP8810_12.125
2AA632 | Seal Strength | Seal Strength(g/in@350F/30psi/0.5s dwell Top Jaw) | TM107 | 2700 |  | g/in | FDA,0 |  | Prep H Medicated Hemorrhoidal Wipes | Analytical - Web_NP8504_11.75
2AP806 | Seal Strength | Seal_Strength_(@300DegF/30psi/1.5 sec dwell) | TM107 | 3500 |  | g/in | FDA,0 |  | Clean & Clear Night Relaxing All-In-One Cleansing Wipes | Analytical - Web_NP8430_310
2OP645 | Seal Strength | Seal_Strength_(@300DegF/30psi/1.5 sec dwell) | TM107 | 3500 |  | g/in | FDA,0 |  | Aveeno Positively Radiant Make Up Removing Wipes 25ct | Analytical - Web_NP8440_310
2AJ324 | Seal Strength | Seal_Strength_(@300DegF/30psi/1.5 sec dwell) | TM107 | 3500 |  | g/in | FDA,0 |  | Cetaphil Gentle Skin Cleansing Wipes 25ct | Analytical - Web_NP8530_11.0
2AP260 | Seal Strength | Seal_Strength_(@300DegF/30psi/1.5 sec dwell) | TM107 | 3500 |  | g/in | FDA,0 |  | Avon ANEW Clean MUR Wipes 24ct | Analytical - Web_NP8535_12.75
2OP630 | Seal Strength | Seal_Strength_(@300DegF/30psi/1.5 sec dwell) | TM107 | 3500 |  | g/in | FDA,0 |  | Aveeno Positively Radiant Make-Up Removing Wipes 25ct | Analytical - Web_NP8440_310
2BJ227 | Seal Strength | Seal_Strength_(@300DegF/30psi/1.5 sec dwell) | TM107 | 3500 |  | g/in | FDA,0 |  | Hygea Multi Purpose Washcloths | Analytical - Web_NP8530_15.75
2AP091 | Web Inspection | Seal_Strength_(@300DegF/30psi/1.5 sec dwell) | TM101_TM107_TM132 | 3500 |  | g/in | FDA,0 |  | Cetaphil Gentle Makeup Removing Wipes | Analytical - Web_NP8550_12.205
2BJ213 | Seal Strength | Seal_Strength_(@300DegF/30psi/1.5 sec dwell) | TM107 | 3500 |  | g/in | FDA,0 |  | Hygea Multi-Purpose Washcloths | Analytical - Web_NP8530_18
2OA347 | Web Inspection | Seal_Strength_(@300DegF/30psi/1.5 sec dwell) | TM101_TM107_TM132 | 3500 |  | g/in | FDA,0 |  | Summer's Eve Fresh Cycle Cleans. Cloths | Analytical - Web_NP8550_10.25
2AP087 | Web Inspection | Seal_Strength_(@300DegF/30psi/1.5 sec dwell) | TM101_TM107_TM132 | 3500 |  | g/in | FDA,0 |  | Cetaphil Gentle Makeup Removing Wipes | Analytical - Web_NP8550_12.205
2OP587 | Web Inspection | Seal_Strength_(@300DegF/30psi/1.5 sec dwell) | TM101_TM107_TM132 | 3500 |  | g/in | FDA,0 |  | Proactiv Cleansing Wipes 25ct | Analytical - Web_NP8550_12.205
2OP214 | Web Inspection | Seal_Strength_(@300DegF/30psi/1.5 sec dwell) | TM101_TM107_TM132 | 3500 |  | g/in | FDA,0 |  | Proactiv Cleansing Wipes 25ct | Analytical - Web_NP8550_12.205
2BA972 | Seal Strength | Seal_Strength_(@300DegF/30psi/1.5 sec dwell) | TM107 | 3500 |  | g/in | FDA,0 |  | Sani Pro. - Table Turners Web 75ct | Analytical - Web_NP8540_13.5
2OA664 | Seal Strength | Seal_Strength_(@300DegF/30psi/1.5 sec dwell) | TM107 | 3500 |  | g/in | FDA,0 |  | Target Up&Up Extra Large Cleansing Washcloths | Analytical - Web_NP8530_15.75
2FJ141R | Seal Strength | Seal_Strength_(@300DegF/30psi/1.5 sec dwell) | TM107 | 3500 |  | g/in | FDA,0 |  | Hygea Adult Flow Wrap | Analytical - Web_NP8535_16
2AJ170 | Seal Strength | Seal_Strength_(@300DegF/30psi/1.5 sec dwell) | TM107 | 3500 |  | g/in | FDA,0 |  | Cetaphil Gentle Skin Cleansing wipes 25ct | Analytical - Web_NP8530_11.0
2AJ123 | Seal Strength | Seal_Strength_(@300DegF/30psi/1.5 sec dwell) | TM107 | 3500 |  | g/in | FDA,0 |  | Cetaphil Gentle Skin Cleansing Cloths 25ct. | Analytical - Web_NY_Skip lot testing
2BJ143 | Seal Strength | Seal_Strength_(@300DegF/30psi/1.5 sec dwell) | TM107 | 3500 |  | g/in | FDA,0 |  | Hygea Premium Multi Purpose Washcloths | Analytical - Web_NP8530_16.25
2OM304 | Seal Strength | Seal_Strength_(@300DegF/30psi/1.5 sec dwell) | TM107 | 3500 |  | g/in | FDA,0 |  | Sani Pro - Table Turners Web 72ct. | Analytical - Web_NP8540_16.0
2BJ123 | Seal Strength | Seal_Strength_(@300DegF/30psi/1.5 sec dwell) | TM107 | 3500 |  | g/in | FDA,0 |  | Cetaphil Gentle Skin Cleansing Cloths 25ct | Analytical - Web_NP8550_11
2OM701 | Seal Strength | Seal_Strength_(@300DegF/30psi/1.5 sec dwell) | TM107 | 3500 |  | g/in | FDA,0 |  | Sani Pro - Table Turners Web 72ct Canada | Analytical - Web_NP8540_16.0
2AA347 | Web Inspection | Seal_Strength_(@300DegF/30psi/1.5 sec dwell) | TM101_TM107_TM132 | 3500 |  | g/in | FDA,0 |  | Summer's Eve Fresh Cycle Cleans. Cloths | Analytical - Web_NP8550_10.25
2HA580 | Seal Strength | Seal_Strength_(@300DegF/30psi/1.5 sec dwell) | TM107 | 3500 |  | g/in | FDA,0 |  | Sani Table Turners Web | Analytical - Web_NP8540_17.0
2JC699 | Seal Strength | Seal_Strength_(@300DegF/40psi/0.5 sec dewll) | TM107 | 1500 |  | g/in | FDA,0 |  | PDI Alcohol Prep Pad | Analytical - Web_NP5410_6.0
2PD351 | Seal Strength | Seal_Strength_(@300DegF/40psi/0.5 sec dewll) | TM107 | 1500 |  | g/in | FDA,0 |  | PDI Hygea BZK Antiseptic Towelette | Analytical - Web_NP5116_4.5
2CB196 | Seal Strength | Seal_Strength_(@300DegF/40psi/0.5 sec dewll) | TM107 | 1300 |  | g/in | FDA,0 |  | PDI Prevantics Device Swab | Analytical - Web_NP5114_41.0
2RB108 | Seal Strength | Seal_Strength_(@300DegF/40psi/0.5 sec dewll) | TM107 | 1300 |  | g/in | FDA,0 |  | PDI Prevantics Swab Packette | Analytical - Web_NP5114_41.0
2MB164 | Seal Strength | Seal_Strength_(@300DegF/40psi/0.5 sec dewll) | TM107 | 1500 |  | g/in | FDA,0 |  | PDI Adhesive Tape Remover | Analytical - Web_NP5410_8.0
2FB6038 | Seal Strength | Seal_Strength_(@300DegF/40psi/0.5 sec dewll) | TM107 | 1500 |  | g/in | FDA,0 |  | PDI Alcohol Prep Pad | Analytical - Web_NP5410_8.0
2ED419 | Seal Strength | Seal_Strength_(@300DegF/40psi/0.5 sec dewll) | TM107 | 1500 |  | g/in | FDA,0 |  | PDI Castile Soap Towelette | Analytical - Web_NP5410_4.5
2OB123 | Seal Strength | Seal_Strength_(@300DegF/40psi/0.5 sec dewll) | TM107 | 1300 |  | g/in | FDA,0 |  | PDI Prevantics Device Swab | Analytical - Web_NP5114_41.0
2DH211 | Seal Strength | Seal_Strength_(@300DegF/40psi/0.5 sec dewll) | TM107 | 1500 |  | g/in | FDA,0 |  | CVS Total Home Antibacterial Moist Wipes | Analytical - Web_NP5116_6.0
2ED110 | Seal Strength | Seal_Strength_(@300DegF/40psi/0.5 sec dewll) | TM107 | 1500 |  | g/in | FDA,0 |  | WEB ORIGINAL W/N 4.5"/5410 | Analytical - Web_NP5410_4.5
2SB108 | Seal Strength | Seal_Strength_(@300DegF/40psi/0.5 sec dewll) | TM107 | 1300 |  | g/in | FDA,0 |  | PDI Prevantics Swab Packette | Analytical - Web_NP5114_41.0
2DH128 | Seal Strength | Seal_Strength_(@325DegF/40PSI/0.5Sec_Dwell) | TM107 | 1500 |  | g/in | FDA,0 |  | CVS Health Instant Hand Sanitizer Wipes | Analytical - Web_NP5115_7.5
2HD748 | Seal Strength | Seal_Strength_(@325DegF/40PSI/0.5Sec_Dwell) | TM107 | 1500 |  | g/in | FDA,0 |  | PDI OB Towelette | Analytical - Web_NP5115_4.5
2OU444 | Seal Strength | Seal_Strength_(@325DegF/40PSI/0.5Sec_Dwell) | TM107 | 1500 |  | g/in | FDA,0 |  | Prep H Totables 1ct Packette | Analytical - Web_NP5115_7.5
2AU372W | Seal Strength | Seal_Strength_(@325DegF/40PSI/0.5Sec_Dwell) | TM107 | 1500 |  | g/in | FDA,0 |  | Harmon Smart Values Flushable Cleans Clths. | Analytical - Web_NP5115_7.5
2OU354 | Seal Strength | Seal_Strength_(@325DegF/40PSI/0.5Sec_Dwell) | TM107 | 1500 |  | g/in | FDA,0 |  | Fleet Flushable Wipe with Aloe | Analytical - Web_NP5115_7.5
2OU573 | Seal Strength | Seal_Strength_(@325DegF/40PSI/0.5Sec_Dwell) | TM107 | 1500 |  | g/in | FDA,0 |  | Summer's Eve Fresh Cycle Cleansing Cloths | Analytical - Web_NP5115_7.5
2LB598 | Seal Strength | Seal_Strength_(@325DegF/40PSI/0.5Sec_Dwell) | TM107 | 1500 |  | g/in | FDA,0 |  | PDI Electrode Prep Pad | Analytical - Web_NP5115_4.5
2KH040 | Seal Strength | Seal_Strength_(@325DegF/40PSI/0.5Sec_Dwell) | TM107 | 1500 |  | g/in | FDA,0 |  | PDI Super Sani-Cloth | Analytical - Web_NP5115_6.0
2MB712 | Seal Strength | Seal_Strength_(@325DegF/40PSI/0.5Sec_Dwell) | TM107 | 1500 |  | g/in | FDA,0 |  | PDI Nail Polish Remover Pad | Analytical - Web_NP5115_4.5
2GB470 | Seal Strength | Seal_Strength_(@325DegF/40PSI/0.5Sec_Dwell) | TM107 | 1500 |  | g/in | FDA,0 |  | PDI Io-Gone Iodine Remover Pad | Analytical - Web_NP5115_4.5
2OB530 | Seal Strength | Seal_Strength_(@325DegF/40PSI/0.5Sec_Dwell) | TM107 | 1500 |  | g/in | FDA,0 |  | AfterBite - Insect Bite Relief | Analytical - Web_NP5115_4.5
2DH217 | Seal Strength | Seal_Strength_(@325DegF/40PSI/0.5Sec_Dwell) | TM107 | 1500 |  | g/in | FDA,0 |  | Safeway Care Instant Hand Sanitizer Wipes | Analytical - Web_NP5115_7.5
2CD724 | Seal Strength | Seal_Strength_(@325DegF/40PSI/0.5Sec_Dwell) | TM107 | 1500 |  | g/in | FDA,0 |  | PDI Sani Hands Instant Hand Sanitizing Wipe | Analytical - Web_NP5115_4.5
2OD024 | Seal Strength | Seal_Strength_(@325DegF/40PSI/0.5Sec_Dwell) | TM107 | 1500 |  | g/in | FDA,0 |  | Wet Nap Antibacterial Hand Wipes | Analytical - Web_NY_Skip lot testing
2OU130 | Seal Strength | Seal_Strength_(@325DegF/40PSI/0.5Sec_Dwell) | TM107 | 1500 |  | g/in | FDA,0 |  | Grime Boss Heavy Duty Cleaning Wipes | Analytical - Web_NP5115_9.0
2PU872 | Seal Strength | Seal_Strength_(@325DegF/40PSI/0.5Sec_Dwell) | TM107 | 1500 |  | g/in | FDA,0 |  | PDI Super Sani-Cloth | Analytical - Web_NP5115_8.5
2FB103 | Seal Strength | Seal_Strength_(@325DegF/40PSI/0.5Sec_Dwell) | TM107 | 1500 |  | g/in | FDA,0 |  | PDI CHG Prep Pad | Analytical - Web_NP5115_4.5
2FH070 | Seal Strength | Seal_Strength_(@325DegF/40PSI/0.5Sec_Dwell) | TM107 | 1500 |  | g/in | FDA,0 |  | EZ Mammo Wipe | Analytical - Web_NP5115_6.0
2HU120 | Seal Strength | Seal_Strength_(@325DegF/40PSI/0.5Sec_Dwell) | TM107 | 1500 |  | g/in | FDA,0 |  | PDI Hygea Personal Cleansing Washcloths | Analytical - Web_NP5115_8.5
2BD365 | Seal Strength | Seal_Strength_(@325DegF/40PSI/0.5Sec_Dwell) | TM107 | 1500 |  | g/in | FDA,0 |  | Lead Wipe Packette | Analytical - Web_NP5115_4.5
2OH450 | Seal Strength | Seal_Strength_(@325DegF/40PSI/0.5Sec_Dwell) | TM107 | 1500 |  | g/in | FDA,0 |  | CVS Health Cleansing Cloths | Analytical - Web_NP5115_7.5
2ED436 | Seal Strength | Seal_Strength_(@325DegF/40PSI/0.5Sec_Dwell) | TM107 | 1500 |  | g/in | FDA,0 |  | PDI Sani Hands 1ct. | Analytical - Web_NP5115_4.5
2OD024 | Seal Strength | Seal_Strength_(@325DegF/40PSI/0.5Sec_Dwell) | TM107 | 1500 |  | g/in | FDA,0 |  | Wet Nap Antibacterial Hand Wipes | Analytical - Web_NP5115_7.5
2AU191 | Seal Strength | Seal_Strength_(@325DegF/40PSI/0.5Sec_Dwell) | TM107 | 1500 |  | g/in | FDA,0 |  | Cetaphil Gentle Skin Cleans Cloths 1ct. | Analytical - Web_NP5115_7.5
2AU444 | Seal Strength | Seal_Strength_(@325DegF/40PSI/0.5Sec_Dwell) | TM107 | 1500 |  | g/in | FDA,0 |  | Prep H Totables 1ct Packette | Analytical - Web_NP5115_7.5
2OB963 | Seal Strength | Seal_Strength_(@325DegF/40PSI/0.5Sec_Dwell) | TM107 | 1500 |  | g/in | FDA,0 |  | Tender - After Bite Wipe | Analytical - Web_NP5115_4.5
2OD029 | Seal Strength | Seal_Strength_(@325DegF/40PSI/0.5Sec_Dwell) | TM107 | 1500 |  | g/in | FDA,0 |  | Color & Co. Stain Eraser Color-Removing Wipe | Analytical - Web_NP5115_7.5
2CD333 | Seal Strength | Seal_Strength_(@325DegF/40PSI/0.5Sec_Dwell) | TM107 | 1500 |  | g/in | FDA,0 |  | Sani Professional Sani Hands Packette | Analytical - Web_NP5115_4.5
2BC801 | Seal Strength | Seal_Strength_(@350DegF/40psi/1.0 sec dwell) | TM107 | 5000 |  | g/in | FDA,0 |  | Philips Sali- Wipes Sterile Saline Wipes | Analytical - Web_NP3870_6.0
2MS413 | Seal Strength | Seal_Strength_(@350DegF/40psi/1.0 sec dwell) | TM107 | 5000 |  | g/in | FDA,0 |  | PDI Povidone-Iodine Swabstick (1's) | Analytical - Web_NP3870_11.5
2CB512 | Seal Strength | Seal_Strength_(@350DegF/40psi/1.0 sec dwell) | TM107 | 5000 |  | g/in | FDA,0 |  | PDI Povidone-Iodine Prep Pad | Analytical - Web_NP3870_4.5
2QB114X | Seal Strength | Seal_Strength_(@350DegF/40psi/1.0 sec dwell) | TM107 | 7250 |  | g/in | FDA,0 |  | PDI Prevantics Skin Swab Packette | Analytical - Web_NP3860_5.0
2RS324 | Seal Strength | Seal_Strength_(@350DegF/40psi/1.0 sec dwell) | TM107 | 7250 |  | g/in | FDA,0 |  | PDI Prevantics Swabstick | Analytical - Web_NP3860_12.5
2BS423 | Seal Strength | Seal_Strength_(@350DegF/40psi/1.0 sec dwell) | TM107 | 5000 |  | g/in | FDA,0 |  | PDI Povidone-Iodine Swabstick 3's | Analytical - Web_NP3870_11.5
2JC223 | Seal Strength | Seal_Strength_(@350DegF/40psi/1.0 sec dwell) | TM107 | 5000 |  | g/in | FDA,0 |  | PDI Hygea Sterile Saline Wipe | Analytical - Web_NP3870_6.0
2LB406 | Seal Strength | Seal_Strength_(@350DegF/40psi/1.0 sec dwell) | TM107 | 5000 |  | g/in | FDA,0 |  | PDI PVP Prep Pad Med | Analytical - Web_NP3870_10.0
2SS428 | Seal Strength | Seal_Strength_(@350DegF/40psi/1.0 sec dwell) | TM107 | 7250 |  | g/in | FDA,0 |  | PDI Prevantics Skin Swabstick | Analytical - Web_NP3860_8.0
2QS411 | Seal Strength | Seal_Strength_(@350DegF/40psi/1.0 sec dwell) | TM107 | 5000 |  | g/in | FDA,0 |  | PDI Povidone-Iodine Swabstick (3's) | Analytical - Web_NP3870_11.5
2BS420 | Seal Strength | Seal_Strength_(@350DegF/40psi/1.0 sec dwell) | TM107 | 5000 |  | g/in | FDA,0 |  | PDI Povidone-Iodine Swab 1's | Analytical - Web_NP3870_11.5
2QS480 | Seal Strength | Seal_Strength_(@350DegF/40psi/1.0 sec dwell) | TM107 | 5000 |  | g/in | FDA,0 |  | PDI Povidone - Iodine Cleansing Scrub swab | Analytical - Web_NP3870_11.5
2JC124 | Seal Strength | Seal_Strength_(@350DegF/40psi/1.0 sec dwell) | TM107 | 5000 |  | g/in | FDA,0 |  | PDI Povidone-Iodine Prep Pad Large | Analytical - Web_NP3870_6.0
2SS273 | Seal Strength | Seal_Strength_(@350DegF/40psi/1.0 sec dwell) | TM107 | 7250 |  | g/in | FDA,0 |  | PDI Prevantics Maxi Swabstick | Analytical - Web_NP3860_15.5
2OS123 | Seal Strength | Seal_Strength_(@350DegF/40psi/1.0 sec dwell) | TM107 | 5000 |  | g/in | FDA,0 |  | Betadine Solution Swabstick | Analytical - Web_NP3870_11.5
2OS456 | Seal Strength | Seal_Strength_(@350DegF/40psi/1.0 sec dwell) | TM107 | 5000 |  | g/in | FDA,0 |  | Betadine Solution Swabstick | Analytical - Web_NP3870_11.5
2RB114X | Seal Strength | Seal_Strength_(@350DegF/40psi/1.0 sec dwell) | TM107 | 7250 |  | g/in | FDA,0 |  | PDI Prevantics Skin Swab Packette | Analytical - Web_NP3860_5.0
2RS419 | Seal Strength | Seal_Strength_(@350DegF/50psi/1.0 sec dwell) | TM107 | 700 |  | g/in | FDA,0 |  | PDI Prevantics Maxi Swabstick | Analytical - Web_NP3885_16
2RS407 | Seal Strength | Seal_Strength_(@350DegF/50psi/1.0 sec dwell) | TM107 | 700 |  | g/in | FDA,0 |  | PDI Prevantics Skin Swabsticks | Analytical - Web_NP3885_13.0
4FQ51801 | Specific Gravity at 25�C | SG | TM202 | 0.887 | 0.897 |  | FDA,3 |  | LIQ IMPROVED GERMICIDAL CLEANI | Analytical - BL_Sani_07C
6OP027LP | Shipper Inspection | Shipper Style | TM141_TM138 |  |  |  |  | Layer Pad | COR PAD NEUTROGENA ECT=32 | Analytical - SHIP_32_13A
2OQ850X | Shipper Inspection | Shipper Style | TM141_TM139 | [5 empty] | Canister - Extra Large, Ribbed, White | Analytical - SHIP_NY_32K_100_12.4375-5.4375-4.1875
6AA34724 | Shipper Inspection | Shipper Style | TM141_TM140 |  |  |  |  | RSC (Done) | Summer's Eve Fresh Cycle Cleansing Cloths | Analytical - SHIP_NY_32K_100_8.25-7-6.25
6AA617S96 | Shipper Inspection | Shipper Style | TM141_TM141 |  |  |  |  | RSC (Done) | Prep H 96ct Shipper | Analytical - SHIP_NY_44K_100_12.75-11.625-7.875
6AA632TY | Shipper Inspection | Shipper Style | TM141_TM142 |  |  |  |  | D/C (Done) | Preparation H 180ct Tray | Analytical - SHIP_NY_44K_231_18.5-7.375-14
6AA709S48 | Shipper Inspection | Shipper Style | TM141_TM143 |  |  |  |  | RSC (Done) | Preparation H for Women Shipper | Analytical - SHIP_NY_40K_100_15-11-6.125
6AA73530 | Shipper Inspection | Shipper Style | TM141_TM143 |  |  |  |  | RSC (Done) | Baby Dove Wipes Sensitive Moisture Shipper | Analytical - SHIP_NY_32K_100_10-8.375-8.25
6AA76930 | Shipper Inspection | Shipper Style | TM141_TM143 |  |  |  |  | RSC (Done) | Baby Dove Wipes Rich Moisture Shipper | Analytical - SHIP_NY_44K_100_9-9-4.75
6AA88230 | Shipper Inspection | Shipper Style | TM141_TM143 |  |  |  |  | RSC (Done) | Baby Dove Wipes Sensitive Moisture Shipper | Analytical - SHIP_NY_44K_100_9-9-4.75
6AA91130 | Shipper Inspection | Shipper Style | TM141_TM143 |  |  |  |  | RSC (Done) | Baby Dove Wipes Rich Moisture Shipper | Analytical - SHIP_NY_32K_100_10-8.375-8.25
6AA92230 | Shipper Inspection | Shipper Style | TM141_TM143 |  |  |  |  | RSC (Done) | Baby Dove Wipes Sensitive Moisture Shipper | Analytical - SHIP_NY_32K_100_10-8.375-8.25
6AB16400 | Shipper Inspection | Shipper Style | TM141_TM143 |  |  |  |  | RSC (Done) | PDI Adhesive Tape Remover | Analytical - SHIP_NY_32K_100_16-4.25-5.125
6AD11055 | Shipper Inspection | Shipper Style | TM141_TM143 |  |  |  |  | RSC (Done) | COR WET NAP/BULK 32 ECT | Analytical - SHIP_NY_32K_100_10.625-6.375-11.25
6AD41900 | Shipper Inspection | Shipper Style | TM141_TM143 |  |  |  |  | RSC (Done) | PDI Castile Soap Towelette Shipper | Analytical - SHIP_NY_32K_100_13.25-12-6.125
6AD43600 | Shipper Inspection | Shipper Style | TM141_TM143 |  |  |  |  | RSC (Done) | PDI Sani-Hands Shipper | Analytical - SHIP_NY_32K_100_13.25-12-6.125
6AH58195 | Shipper Inspection | Shipper Style | TM141_TM143 |  |  |  |  | RSC (Done) | PDI Sani Cloth Bleach Shipper | Analytical - SHIP_NY_32K_100_13.4375-6.25-9.6875
6AJ19025 | Shipper Inspection | Shipper Style | TM141_TM143 |  |  |  |  | RSC (Done) | Cetaphil - Asia 25ct Shipper | Analytical - SHIP_NY_32K_100_12-7.25-6.75
6AM30472 | Shipper Inspection | Shipper Style | TM141_TM143 |  |  |  |  | RSC (Done) | Sani Professional No-Rinse Sanitizing Multi-Surface Wipes | Analytical - SHIP_NY_44K_100_15.5-9-12
6AM70172 | Shipper Inspection | Shipper Style | TM141_TM143 |  |  |  |  | RSC (Done) | Sani Professional No-Rinse Sanitizing Multi-Surface Wipes | Analytical - SHIP_NY_44K_100_15.5-9-12
6AP06325 | Shipper Inspection | Shipper Style | TM141_TM143 |  |  |  |  | RSC (Done) | Simple Kind To Skin Facial 25ct Shipper | Analytical - SHIP_NY_32K_100_12.4375-5.4375-4.1875
6AP06528 | Shipper Inspection | Shipper Style | TM141_TM143 |  |  |  |  | RSC (Done) | Ponds Evening Soothe 28ct Shipper | Analytical - SHIP_NY_32K_100_13.25-7.75-5.75
6AP06550 | Shipper Inspection | Shipper Style | TM141_TM143 |  |  |  |  | RSC (Done) | Pond's Moisture Clean Twlts. Evening Soothe | Analytical - SHIP_NY_32K_100_17.375-12.0625-10.5
6AP06728 | Shipper Inspection | Shipper Style | TM141_TM143 |  |  |  |  | RSC (Done) | Ponds Original Fresh 28ct Shipper - Canada | Analytical - SHIP_NY_32K_100_7.125-7-6.0625
6AP07207 | Shipper Inspection | Shipper Style | TM141_TM143 |  |  |  |  | RSC (Done) | 6AP07207 | Analytical-Simple Kind To Skin facial 7ct Shipper Canada
6AP07328 | Shipper Inspection | Shipper Style | TM141_TM143 |  |  |  |  | RSC (Done) | Ponds Luminous Clean USA 28ct Shipper | Analytical - SHIP_NY_32K_100_13.25-7.75-5.75
6AP08128 | Shipper Inspection | Shipper Style | TM141_TM143 |  |  |  |  | RSC (Done) | Ponds Original Fresh 28ct Shipper | Analytical - SHIP_NY_32K_100_13.25-7.75-5.75
6AP08150 | Shipper Inspection | Shipper Style | TM141_TM143 |  |  |  |  | RSC (Done) | Pond's Moisture Clean Twlts. Original Fresh | Analytical - SHIP_NY_32K_100_17.375-12.0625-10.5
6AP09215 | Shipper Inspection | Shipper Style | TM141_TM143 |  |  |  |  | RSC (Done) | Ponds Original Fresh 15ct Shipper | Analytical - SHIP_NY_32K_100_13.4375-9.25-5.75
6AP09384 | Shipper Inspection | Shipper Style | TM141_TM143 |  |  |  |  | RSC (Done) | Noxzema Anti-Blemish Pads 90ct Shipper | Analytical - SHIP_NY_32K_100_8.5-5.75-3.6875
6AP09384 | Shipper Inspection | Shipper Style | TM141_TM143 |  |  |  |  | RSC (Done) | Noxzema Anti-Blemish Pads 90ct Shipper | Analytical - Shipper_NY_Skip lot testing
6AP11325 | Shipper Inspection | Shipper Style | TM141_TM143 | [5 empty] | Garnier Skin Active MUR Shipper | Analytical - Shipper_NY_Skip lot testing
6AP11325 | Shipper Inspection | Shipper Style | TM141_TM143 |  |  |  |  | RSC (Done) | Garnier Skin Active MUR Shipper | Analytical - SHIP_NY_44K_100_10.625-9.75-7.75
6AP13472 | Shipper Inspection | Shipper Style | TM141_TM143 |  |  |  |  | RSC (Done) | PDI Sani-Hands Shipper | Analytical - SHIP_NY_32K_100_16.3125-12.25-7.5625
6AP15984 | Shipper Inspection | Shipper Style | TM141_TM143 |  |  |  |  | RSC (Done) | PDI Sani-Hands Shipper | Analytical - SHIP_NY_44K_100_15.25-10.375-7.6875
6AP19525 | Shipper Inspection | Shipper Style | TM141_TM143 |  |  |  |  | RSC (Done) | Simple Kind To Skin Facial Shipper | Analytical - SHIP_NY_32K_100_12.4375-5.4375-4.1875
6AP20528 | Shipper Inspection | Shipper Style | TM141_TM143 |  |  |  |  | RSC (Done) | Ponds Exfoliating Renewal 28ct Shipper | Analytical - SHIP_NY_32K_100_13.25-7.75-5.75
6AP22325 | Shipper Inspection | Shipper Style | TM141_TM143 | [5 empty] | Simple Kind To Skin Facial Shipper | Analytical - SHIP_NY_32K_100_12.4375-5.4375-4.1875
6AP22907 | Shipper Inspection | Shipper Style | TM141_TM143 |  |  |  |  | RSC (Done) | Neutrogena Naturals Shipper | Analytical - SHIP_NY_32K_100_8.5625-7.8125-6.4375
6AP23025 | Shipper Inspection | Shipper Style | TM141_TM143 |  |  |  |  | RSC (Done) | Neutrogena Naturals Shipper | Analytical - SHIP_NY_32K_100_11.25-5.8125-4.3125
6AP24284 | Shipper Inspection | Shipper Style | TM141_TM143 |  |  |  |  | RSC (Done) | Sani-Cloth Prime Extra Large Wipe | Analytical - SHIP_NY_40K_100_15.375-10.5625-9.625
6AP24372 | Shipper Inspection | Shipper Style | TM141_TM143 |  |  |  |  | RSC (Done) | PDI Sani-Cloth Bleach Shipper | Analytical - SHIP_NY_44K_100_15.25-10.375-15.4375
6AP24684 | Shipper Inspection | Shipper Style | TM141_TM143 |  |  |  |  | RSC (Done) | PDI Sani-Cloth Bleach Extra large Shipper | Analytical - SHIP_NY_40K_100_15.375-10.5625-9.625
6AP25372 | Shipper Inspection | Shipper Style | TM141_TM143 |  |  |  |  | RSC (Done) | PDI Sani-Cloth Prime Shipper | Analytical - SHIP_NY_44K_100_15.25-10.375-15.4375
6AP25784 | Shipper Inspection | Shipper Style | TM141_TM143 |  |  |  |  | RSC (Done) | PDI Sani Cloth Bleach Shipper | Analytical - Shipper_NY_Skip lot testing
6AP27284 | Shipper Inspection | Shipper Style | TM141_TM143 |  |  |  |  | RSC (Done) | Eco-Wipe Duo | Analytical - SHIP_NY_44K_100_15.375-10.5625-9.625
6AP30895 | Shipper Inspection | Shipper Style | TM141_TM143 |  |  |  |  | RSC (Done) | Aveeno Make-Up Remover Shipper | Analytical - SHIP_32_1BI
6AP32825 | Shipper Inspection | Shipper Style | TM141_TM143 |  |  |  |  | RSC (Done) | Neutrogena Shipper | Analytical - SHIP_32_1P
6AP56784 | Shipper Inspection | Shipper Style | TM141_TM143 |  |  |  |  | RSC (Done) | Sani Professional No Rinse Sanitizing Multi Surface Wipes | Analytical - SHIP_NY_44K_100_15.375-10.5625-9.625
6AP63025 | Shipper Inspection | Shipper Style | TM141_TM143 |  |  |  |  | RSC (Done) | Aveeno Positively Radiant - Shipper | Analytical - SHIP_NY_32K_100_11.25-5.8125-4.3125
6AP64525 | Shipper Inspection | Shipper Style | TM141_TM143 |  |  |  |  | RSC (Done) | Aveeno Positively Radiant | Analytical - SHIP_NY_32K_100_11.25-5.8125-4.3125
6AP71310 | Shipper Inspection | Shipper Style | TM141_TM143 |  |  |  |  | RSC (Done) | Cetaphil 10ct Unprinted Shipper | Analytical - SHIP_NY_44K_100_18.875-11.625-9
6AP80625 | Shipper Inspection | Shipper Style | TM141_TM143 |  |  |  |  | RSC (Done) | Clean & Clear Night Relaxing Shipper | Analytical - SHIP_NY_32K_100_11.25-5.8125-8.625
6AQ76584 | Shipper Inspection | Shipper Style | TM141_TM143 |  |  |  |  | RSC (Done) | PDI Sani-Hands Shipper - Canada | Analytical - SHIP_NY_44K_100_15.25-10.375-7.6875
6AS27350 | Shipper Inspection | Shipper Style | TM141_TM143 |  |  |  |  | RSC (Done) | COR CHLORASCRUB SWAB BULK | Analytical - SHIP_44_2O
6AS27350 | Shipper Inspection | Shipper Style | TM141_TM143 | [5 empty] | COR CHLORASCRUB SWAB BULK | Analytical - Shipper_NY_Skip lot testing
6AS40750 | Shipper Inspection | Shipper Style | TM141_TM143 |  |  |  |  | RSC (Done) | COR CHLORASCRUB SWABSTICK | Analytical - SHIP_32_1AP
6AS41950 | Shipper Inspection | Shipper Style | TM141_TM143 |  |  |  |  | RSC (Done) | COR CHLORASCRUB MAXI SWABSTICK | Analytical - SHIP_40_1O
6AU12310 | Shipper Inspection | Shipper Style | TM141_TM143 |  |  |  |  | RSC (Done) | COR PREP-H 10CT SINGLE SK17132 | Analytical - SHIP_32_1U
6AU130TY | Shipper Inspection | Shipper Style | TM141_TM143 |  |  |  |  | Fold Over Tray w/header (Done) | Grime Boss Heavy Duty Wipes | Analytical - SHIP_NY_32White_203_6.5-9.625-4.5
6AU25206 | Shipper Inspection | Shipper Style | TM141_TM143 |  |  |  |  | RSC (Done) | L 'Oreal Paris Sublime Bronze Self Tan Twlts | Analytical - SHIP_NY_32K_100_11.25-8.4375-4.5625
6AU53601 | Shipper Inspection | Shipper Style | TM141_TM143 |  |  |  |  | RSC (Done) | Cetaphil Gentle Skin Cleans. Cloths Shipper | Analytical - SHIP_NY_32K_100_11.8125-9.375-8.5
6AU56400 | Shipper Inspection | Shipper Style | TM141_TM143 |  |  |  |  | RSC (Done) | Summer's Eve Fresh Cycle Cleansing Cloths | Analytical - SHIP_NY_32K_100_11.75-9.625-7.688
6AU57314 | Shipper Inspection | Shipper Style | TM141_TM143 |  |  |  |  | RSC (Done) | Summer's Eve Fresh Cycle Cleansing Cloths | Analytical - SHIP_NY_32K_100_7.75-6.25-8.25
6AU71230 | Shipper Inspection | Shipper Style | TM141_TM143 |  |  |  |  | RSC (Done) | Preparation H Rapid Relief Totables w/Lidocaine | Analytical - SHIP_NY_32K_100_9.563-9.188-7.75
6BA709SWN | Shipper Inspection | Shipper Style | TM141_TM143 |  |  |  |  | RSC (Done) | Preparation H for Women Shipper | Analytical - SHIP_NY_40K_100_14.75-9.375-6.125
6BB10800 | Shipper Inspection | Shipper Style | TM141_TM143 |  |  |  |  | RSC (Done) | COR CHLORASCRUB SWAB SHIPPER | Analytical - SHIP_32_1S
6BH59200 | Shipper Inspection | Shipper Style | TM141_TM143 |  |  |  |  | RSC (Done) | Sani-Cloth AF3 Shipper | Analytical - SHIP_NY_32K_100_13.4375-6.25-9.6875
6BP21195 | Shipper Inspection | Shipper Style | TM141_TM143 |  |  |  |  | RSC (Done) | Neutrogena Shipper | Analytical - SHIP_NY_44K_100_14.375-12.1875-9.25
6BP25372 | Shipper Inspection | Shipper Style | TM141_TM143 |  |  |  |  | RSC (Done) | PDI Sani Cloth prime Shipper | Analytical - SHIP_NY_44K_100_15.1875-10.1875-15.1875
6BP28425 | Shipper Inspection | Shipper Style | TM141_TM143 |  |  |  |  | RSC (Done) | Neutrogena Shipper | Analytical - SHIP_32_1P
6BP30895 | Shipper Inspection | Shipper Style | TM141_TM143 |  |  |  |  | RSC (Done) | Aveeno Make-Up Remover Shipper | Analytical - SHIP_NY_32K_100_12.5-7.25-7.875
6BP54072 | Shipper Inspection | Shipper Style | TM141_TM143 |  |  |  |  | RSC (Done) | PDI Sani Cloth Bleach Shipper | Analytical - SHIP_44_2L
6BU13195 | Shipper Inspection | Shipper Style | TM141_TM143 |  |  |  |  | RSC (Done) | PDI Sani-Cloth Prime Shipper | Analytical - SHIP_NY_32K_100_13.625-4.5-12.25
6BU25206 | Shipper Inspection | Shipper Style | TM141_TM143 |  |  |  |  | RSC (Done) | L 'Oreal Paris Sublime Bronze Self Tan Twlts | Analytical - SHIP_NY_32K_100_11.3125-8.4375-4.625
6BU27500 | Shipper Inspection | Shipper Style | TM141_TM143 |  |  |  |  | RSC (Done) | PDI Sani-Cloth AF3 Shipper | Analytical - SHIP_NY_32K_100_13.625-4.5-12.25
6CA972CK | Shipper Inspection | Shipper Style | TM141_TM143 |  |  |  |  | RSC (Done) | Sani Pro. - Table Turners Cleaning Multi-Surface | Analytical - SHIP_NY_44K_100_18-8.25-10.25
6CJ21396 | Shipper Inspection | Shipper Style | TM141_TM143 |  |  |  |  | RSC (Done) | Hygea Multi-Purpose Washcloths | Analytical - SHIP_NY_44K_100_16.625-9.375-7
6CP02724 | Shipper Inspection | Shipper Style | TM141_TM143 |  |  |  |  | RSC (Done) | Neutrogena Shipper | Analytical - SHIP_NY_32K_100_11-5.8125-4.0625
6CP22884 | Shipper Inspection | Shipper Style | TM141_TM143 |  |  |  |  | RSC (Done) | Sani Professional Sani-Cloth Disinfecting Wipes | Analytical - SHIP_NY_44K_100_15.375-10.5625-9.625
6CP33724 | Shipper Inspection | Shipper Style | TM141_TM143 |  |  |  |  | RSC (Done) | Neutrogena Shipper | Analytical - SHIP_NY_32K_100_11-5.8125-4.0625
6CP60125 | Shipper Inspection | Shipper Style | TM141_TM143 |  |  |  |  | RSC (Done) | COR NEUT HYDRA CLN CLTH 32ECT 11.25x5.8125x4.31285 | Analytical - SHIP_32_1P
6DC22370 | Shipper Inspection | Shipper Style | TM141_TM143 |  |  |  |  | RSC (Done) | PDI Hygea Sterile Saline Wipe | Analytical - SHIP_NY_32K_100_11.125-6.375-10.375
6DD33333 | Shipper Inspection | Shipper Style | TM141_TM143 |  |  |  |  | RSC (Done) | Sani Professional Sani Hands Shipper | Analytical - SHIP_NY_44K_100_21-12.5-10.5
6DD72400 | Shipper Inspection | Shipper Style | TM141_TM143 |  |  |  |  | RSC (Done) | PDI Sani Hands Instant Hand Sanitizing Wipes | Analytical - SHIP_NY_32K_100_13.25-12-6.125
6DD74800 | Shipper Inspection | Shipper Style | TM141_TM143 |  |  |  |  | RSC (Done) | PDI Obstetrical Towelette | Analytical - SHIP_NY_32K_100_13.25-12-6.125
6DP13872 | Shipper Inspection | Shipper Style | TM141_TM143 |  |  |  |  | RSC (Done) | PDI Sani Cloth AF3 Shipper | Analytical - SHIP_NY_44K_100_15.1875-10.1875-15.1875
6DP63884 | Shipper Inspection | Shipper Style | TM141_TM143 |  |  |  |  | RSC (Done) | PDI Sani Cloth AF3 Shipper | Analytical - Shipper_NY_Skip lot testing
6DP63884 | Shipper Inspection | Shipper Style | TM141_TM143 |  |  |  |  | RSC (Done) | PDI Sani Cloth AF3 Shipper | Analytical - SHIP_NY_44K_100_15.375-10.5625-9.625
6EP44584 | Shipper Inspection | Shipper Style | TM141_TM143 |  |  |  |  | RSC (Done) | Sani Professional - Sani Hands Antibac. Wipes. | Analytical - SHIP_NY_32K_100_15.1875-10.1875-9.625
6FB71200 | Shipper Inspection | Shipper Style | TM141_TM143 |  |  |  |  | RSC w/ shyed flaps (Done) | PDI Nail Polish Remover Pad | Analytical - SHIP_NY_32K_102_14.625-6.375-5
6FJ14108 | Shipper Inspection | Shipper Style | TM141_TM143 |  |  |  |  | RSC (Done) | Hygea Multi Purpose Washcloth Shipper | Analytical - SHIP_NY_44K_100_16.625-8.625-7
6FJ14143 | Shipper Inspection | Shipper Style | TM141_TM143 |  |  |  |  | RSC (Done) | Hygea Premium Multi-Purpose Washcloth | Analytical - SHIP_NY_44K_100_16.5-10.875-5.5
6FP43572 | Shipper Inspection | Shipper Style | TM141_TM143 |  |  |  |  | RSC (Done) | Sani Professional Sani Hands Shipper | Analytical - SHIP_NY_32K_100_16.3125-12.25-7.5625
6FP92084 | Shipper Inspection | Shipper Style | TM141_TM144 |  |  |  |  | RSC (Done) | Sani Professional Sani-Hands Shipper | Analytical - SHIP_NY_40K_100_15.375-10.5625-9.625
6OU351LP | Shipper Inspection | Shipper Style | TM141_TM145 |  |  |  |  | Pad | 1440ct DRM4 Layer Pad | Analytical - SHIP_NY_32K_NA_19.500X11.750
6GB10300 | Shipper Inspection | Shipper Style | TM141_TM146 |  |  |  |  | RSC w/ shyed flaps (Done) | PDI CHG / Isopropyl Alcohol Shipper | Analytical - SHIP_NY_32K_100_14.625-6.375-5
6GD35185 | Shipper Inspection | Shipper Style | TM141_TM143 |  |  |  |  | RSC (Done) | Hygea BZK Shipper | Analytical - SHIP_NY_32K_100_13.25-12-12.4375
6GS48450 | Shipper Inspection | Shipper Style | TM141_TM143 |  |  |  |  | RSC (Done) | PDI CHG Swab shipper | Analytical - SHIP_NY_29K_100_17.125-6.6875-11.75
6HB60307 | Shipper Inspection | Shipper Style | TM141_TM143 |  |  |  |  | RSC (Done) | PDI Alcohol Prep Pad Shipper | Analytical - SHIP_NY_40K_100_16.5-12.3125-6.1875
6HC69900 | Shipper Inspection | Shipper Style | TM141_TM143 |  |  |  |  | RSC (Done) | PDI Alcohol Prep Pad Shipper | Analytical - SHIP_NY_32K_100_15.75-8.625-5.1875
6HH04082 | Shipper Inspection | Shipper Style | TM141_TM143 |  |  |  |  | RSC (Done) | PDI Super Sani Cloth Germicidal Disposable Wipe | Analytical - SHIP_NY_32K_100_13.4375-6.25-9.6875
6HQ08472 | Shipper Inspection | Shipper Style | TM141_TM143 |  |  |  |  | RSC (Done) | COR SANI HB 160CT 44ECT/33# | Analytical - SHIP_44_2L
6OU351TY | Shipper Inspection | Shipper Style | [5 empty] | D/C Tray | 120ct DRM4 Tray | Analytical - SHIP_NY_32K_201_19.0625-2.8125-3.500
6JA580FW | Shipper Inspection | Shipper Style | TM141_TM143 |  |  |  |  | RSC (Done) | Sani Pro. - Table Turners Cleaning Shipper | Analytical - SHIP_NY_44K_100_16.750-8.125-10.750
6JQ08472 | Shipper Inspection | Shipper Style | TM141_TM143 |  |  |  |  | RSC (Done) | PDI Sani Cloth HB Shipper | Analytical - SHIP_NY_44K_100_15.1875-10.1875-15.1875
6KQ50772 | Shipper Inspection | Shipper Style | TM141_TM143 |  |  |  |  | RSC (Done) | Crosstex Sanitex Plus 160ct Shipper | Analytical - SHIP_NY_44K_100_15.25-10.375-15.4375
6KS41125 | Shipper Inspection | Shipper Style | TM141_TM143 |  |  |  |  | RSC (Done) | PDI Povidone-Iodine Swabstick (3's) | Analytical - SHIP_NY_29K_100_17.125-6.6875-11.75
6LB40600 | Shipper Inspection | Shipper Style | TM141_TM143 |  |  |  |  | RSC (Done) | Povidone Iodine Prep Pad Shipper | Analytical - SHIP_NY_29K_100_12.375-5.5-4.625
6LQ50772 | Shipper Inspection | Shipper Style | TM141_TM143 |  |  |  |  | RSC (Done) | Crosstex Sanitex Plus Shipper | Analytical - SHIP_NY_44K_100_15.1875-10.1875-15.1875
6LQ85084 | Shipper Inspection | Shipper Style | TM141_TM143 |  |  |  |  | RSC (Done) | PDI Sani Cloth Plus Shipper | Analytical - SHIP_NY_40K_100_15.375-10.5625-9.625
6LS41350 | Shipper Inspection | Shipper Style | TM141_TM143 |  |  |  |  | RSC (Done) | PDI Povidone-Iodine Swabstick (1's) | Analytical - SHIP_NY_29K_100_17.125-6.6875-11.75
6LS82125 | Shipper Inspection | Shipper Style | TM141_TM143 |  |  |  |  | RSC (Done) | PDI Povidone-Iodine Cleansing Scrub Swab | Analytical - SHIP_NY_29K_100_17.125-6.6875-11.75
6MS48050 | Shipper Inspection | Shipper Style | TM141_TM143 |  |  |  |  | RSC (Done) | PDI Povidone-Iodine Cleansing Scrub Swab | Analytical - SHIP_NY_29K_100_17.125-6.6875-11.75
6MU87295 | Shipper Inspection | Shipper Style | TM141_TM143 |  |  |  |  | RSC (Done) | PDI Super Sani Cloth Germicidal Disposable Wipe | Analytical - SHIP_NY_32K_100_13.625-4.5-12.25
6NQ86984 | Shipper Inspection | Shipper Style | TM141_TM143 |  |  |  |  | RSC (Done) | Super Sani Cloth XL 65ct. Shipper | Analytical - SHIP_NY_44K_100_15.375-10.5625-9.625
6NQ86984 | Shipper Inspection | Shipper Style | TM141_TM143 |  |  |  |  | RSC (Done) | Super Sani Cloth XL 65ct. Shipper | Analytical - Shipper_NY_Skip lot testing
6NQ89072 | Shipper Inspection | Shipper Style | TM141_TM143 |  |  |  |  | RSC (Done) | PDI Sani Cloth Shipper 160ct | Analytical - SHIP_NY_44K_100_15.25-10.375-15.4375
6OA404S48 | Shipper Inspection | Shipper Style | TM141_TM143 |  |  |  |  | RSC (Done) | Prep H Shipper | Analytical - SHIP_NY_44K_100_15.625-12.5-6.1875
6OA540S48 | Shipper Inspection | Shipper Style | TM141_TM143 |  |  |  |  | RSC (Done) | Preparation H Medicated Wipes Shipper | Analytical - SHIP_NY_32K_100_11.875-7.75-12.625
6OA632S60 | Shipper Inspection | Shipper Style | TM141_TM143 |  |  |  |  | HSC (Done) | Preparation H Shipper | Analytical - SHIP_NY_32K_150_19.375-8.25-14.125
6OB123ST | Shipper Inspection | Shipper Style | TM141_TM143 |  |  |  |  | RSC (Done) | Prevantics Device Swab Strip Case Shipper | Analytical - SHIP_NY_32K_100_12.375-10.75-5.75
6OB31400 | Shipper Inspection | Shipper Style | TM141_TM143 |  |  |  |  | RSC (Done) | CRU 14.625X6.375X5 200# | Analytical - SHIP_32_1AL
6OB389PD | Shipper Inspection | Shipper Style | TM141_TM143 |  |  |  |  | Layer Pad (Done) | PAD 14.5X6.25 ANY CHIP BRD | Analytical - Ship_NA_3A
6OC22324 | Shipper Inspection | Shipper Style | TM141_TM143 |  |  |  |  | RSC (Done) | CRU 11.125X6.375X10.375 32ECT | Analytical - SHIP_32_1N
6OD01524 | Shipper Inspection | Shipper Style | TM141_TM143 |  |  |  |  | RSC (Done) | Walmart Wet Nap Unprinted Shipper | Analytical - SHIP_NY_32K_100_8.25-6.25-4.6875
6OD13500A | Shipper Inspection | Shipper Style | TM141_TM143 |  |  |  |  | RSC (Done) | CRU 13.25X12.0X6.125 32 ECT/26 | Analytical - SHIP_32_1AD
6OD36055 | Shipper Inspection | Shipper Style | TM141_TM143 |  |  |  |  | RSC w/ shyed flaps (Done) | Unprinted Shipper | Analytical - SHIP_NY_32K_102_10.625-6.375-11.25
6OH01224 | Shipper Inspection | Shipper Style | TM141_TM143 |  |  |  |  | RSC (Done) | COR HAND SANI 24CT 32ECT | Analytical - Shipper_NY_Skip lot testing
6OH14324 | Shipper Inspection | Shipper Style | TM141_TM143 |  |  |  |  | RSC (Done) | CRU SANI HANDS 24CT | Analytical - SHIP_32_1Y
6OH21112 | Shipper Inspection | Shipper Style | TM141_TM143 |  |  |  |  | RSC (Done) | CRU CVS ANTIBAC 9.75 x 7.625 x 6.75=32 ECT/26MED | Analytical - SHIP_32_1F
6OH45016 | Shipper Inspection | Shipper Style | TM141_TM143 |  |  |  |  | RSC (Done) | Individual Pack 16X Box 12x Case | Analytical - SHIP_NY_32K_100_8.25-6.875-7.375
6OK75595 | Shipper Inspection | Shipper Style | TM141_TM143 |  |  |  |  | RSC (Done) | CRU 11.75X9.625X7.6875 32ECT | Analytical - SHIP_32_1R
6OM960CB | Shipper Inspection | Shipper Style | TM141_TM143 |  |  |  |  | ITW STACK MASTER 2600 (Done) | 2x60ct Grime Boss Costco Corner Board | Analytical - SHIP_NY_NA_200_2.5-2.5-33.75
6OP081LP | Shipper Inspection | Shipper Style | TM141_TM143 |  |  |  |  | Inserts (Done) | Layer Pad - Pond's 50ct WIP | Analytical - SHIP_NY_32NA_250_17.250-11.938
6OP34524 | Shipper Inspection | Shipper Style | TM141_TM143 |  |  |  |  | RSC (Done) | CRU AVON UNPRINTED=44 ECT | Analytical - SHIP_44_2G
6OP75510 | Shipper Inspection | Shipper Style | TM141_TM143 |  |  |  |  | RSC (Done) | Cetaphil Unprinted Shipper | Analytical - SHIP_NY_32K_100_15.375-11.5625-10.5625
6OQ22272 | Shipper Inspection | Shipper Style | TM141_TM143 |  |  |  |  | RSC (Done) | 12ct Large Canister shipper | Analytical - SHIP_NY_44K_100_15.188-10.188-15.188
6OQ85984 | Shipper Inspection | Shipper Style | TM141_TM143 |  |  |  |  | RSC (Done) | CRU SANI CLOTH | Analytical - SHIP_NY_44K_100_15.375-10.5625-9.625
6OS12350 | Shipper Inspection | Shipper Style | TM141_TM143 |  |  |  |  | RSC (Done) | Betadine Solution Swabstick Shipper | Analytical - SHIP_NY_32K_100_11.625-6.5-5.938
6OS42850 | Shipper Inspection | Shipper Style | TM141_TM143 |  |  |  |  | RSC (Done) | COR UN-PRINTED=44 ECT | Analytical - SHIP_44_2N
6OS45625 | Shipper Inspection | Shipper Style | TM141_TM143 |  |  |  |  | RSC (Done) | Betadine Solution Swabstick Shipper | Analytical - SHIP_NY_32K_100_6.875-6.5-5.938
6OS46250 | Shipper Inspection | Shipper Style | TM141_TM143 |  |  |  |  | RSC (Done) | CRU 17.125X6.6875X11.75 | Analytical - SHIP_29_1J
6OU12066 | Shipper Inspection | Shipper Style | TM141_TM143 |  |  |  |  | RSC (Done) | CRU 17-13/16X15-1/8X9 40ECT | Analytical - SHIP_40_1M
6OU21470 | Shipper Inspection | Shipper Style | TM141_TM143 |  |  |  |  | RSC (Done) | COR KIRKLAND HH GENERIC SHIPPR | Analytical - SHIP_40_1J
6OU31450 | Shipper Inspection | Shipper Style | TM141_TM143 |  |  |  |  | RSC (Done) | Prep H Totables 50ct Display | Analytical - SHIP_NY_44K_100_18.5-13.5-6.125
6OU35199 | Shipper Inspection | Shipper Style | TM141_TM143 |  |  |  |  | RSC (Done) | Dermira Shipper | Analytical - SHIP_NY_32K_100_19.75-12-11.375
6OU37230 | Shipper Inspection | Shipper Style | TM141_TM143 |  |  |  |  | RSC (Done) | Harmon MTT Unprinted Shipper | Analytical - Shipper_NY_Skip lot testing
6OU38510 | Shipper Inspection | Shipper Style | TM141_TM143 |  |  |  |  | RSC (Done) | CVS Medicated Wipes Unprinted Shipper | Analytical - SHIP_32_1BG
6OU55510 | Shipper Inspection | Shipper Style | TM141_TM143 |  |  |  |  | RSC (Done) | Preparation H Rapid Relief Totables w/Lidocaine | Analytical - SHIP_NY_32K_100_11.75-6.25-8
6OU62620 | Shipper Inspection | Shipper Style | TM141_TM143 |  |  |  |  | RSC (Done) | Preparation H Rapid Relief Totables w/Lidocaine | Analytical - SHIP_NY_32K_100_15-9.5-8
6OX46500 | Shipper Inspection | Shipper Style | TM141_TM143 |  |  |  |  | Shipper (Done) | Shipper - Project X (5.1 mL, 10.5 mL & 26 mL) | Analytical - SHIP_NY_32K_100_23.688-15.688-7.500
6PQ86984 | Shipper Inspection | Shipper Style | TM141_TM143 |  |  |  |  | RSC (Done) | Super Sani Cloth XL 65ct. Shipper | Analytical - SHIP_NY_32K_100_15.1875-10.1875-9.625
6PQ89072 | Shipper Inspection | Shipper Style | TM141_TM143 |  |  |  |  | RSC (Done) | PDI Sani-Cloth Plus Shipper | Analytical - SHIP_NY_44K_100_15.1875-10.1875-15.1875
6PS23125 | Shipper Inspection | Shipper Style | TM141_TM143 |  |  |  |  | RSC (Done) | PDI Duo-Swab Povidone-Iodine | Analytical - SHIP_NY_29K_100_17.125-6.6875-11.75
6QQ55172 | Shipper Inspection | Shipper Style | TM141_TM143 |  |  |  |  | RSC (Done) | Super Sani Cloth 160ct. Shipper | Analytical - SHIP_NY_44K_100_15.25-10.375-15.4375
6RQ55172 | Shipper Inspection | Shipper Style | TM141_TM143 |  |  |  |  | RSC (Done) | Super Sani Cloth Shipper | Analytical - SHIP_NY_44K_100_15.1875-10.1875-15.1875
6RQ55172 | Shipper Inspection | Shipper Style | TM141_TM143 |  |  |  |  | RSC (Done) | Super Sani Cloth Shipper | Analytical - Shipper_NY_Skip lot testing
6ZS505PD | Shipper Inspection | Shipper Style | TM141_TM143 |  |  |  |  | Cut Pad - Sheet (Done) | Generic Pad | Analytical - SHIP_32_14A
3OP093PD | Applicator Measurements | Stack Count | Measurement | 90 | 90 | Units | FDA,0 |  | Die Cut Pads 2.25" 90 Count | Analytical-Applicator_NY_Die Cut Pads
3OX465Q | Swab Measurements | Stick Diameter | CoA | 0.093 | 0.107 | in | FDA,3 |  | Swabstick, Cotton - Tipped | Analytical - Swab_NY_Swabstick, Cotton-Tipped
2OP093LI | Canister & Lid Inspection | T Diameter | TM141_TM143 | 2.619 | 2.639 | in | FDA,3 |  | PP Threaded Blue cap | Analytical - Lid_NY_Threaded Blue Cap
2OP093 | Canister & Lid Inspection | T Diameter | Measurement | 2.593 | 2.623 | in | FDA,3 |  | 10oz. Blue HDPE Bottle Grade Jar | Analytical - Skip Lot Release_NY_2OP093
2OP093 | Canister & Lid Inspection | T Diameter | Measurement | 2.593 | 2.623 | in | FDA,3 |  | 10oz. Blue HDPE Bottle Grade Jar | Analytical - Jar _10 oz Blue HDPE Grade Jar
2OP063 | Web Thickness | Thickness | TM132 | 64.8 | 79.2 | micron | FDA,1 |  | Simple Kind To Skin Facial Cleansing Wipes 25ct Canada | Analytical - Web_NP8511_320
2OP075 | Web Thickness | Thickness | TM132 | 0.074 | 0.094 | mm | FDA,3 |  | L'Oreal Paris Revitalift MUR Cleans. Twlt | Analytical - Web_NP8541_12.205
2OP081 | Web Thickness | Thickness | TM132 | 2.367 | 2.893 | mil | FDA,3 |  | Ponds Original Fresh Twlts. | Analytical - Web_NP8536_11.875
2OP073 | Web Thickness | Thickness | TM132 | 2.367 | 2.893 | mil | FDA,3 |  | Ponds Luminous Clean Twlts. | Analytical - Web_NP8536_11.875
2OP195 | Web Thickness | Thickness | TM132 | 64.8 | 79.2 | micron | FDA,1 |  | Simple Kind To Skin Micellar Cleansing Wipes 25ct | Analytical - Web_NP8511_320
2OP065 | Web Thickness | Thickness | TM132 | 2.367 | 2.893 | mil | FDA,3 |  | Ponds Evening Soothe Twlts. | Analytical - Web_NP8536_11.875
2OP223 | Web Thickness | Thickness | TM132 | 64.8 | 79.2 | micron | FDA,1 |  | Simple Kind To Skin Facial Cleansing Wipes 25ct US | Analytical - Web_NP8511_320
2OP205 | Web Thickness | Thickness | TM132 | 2.367 | 2.893 | mil | FDA,3 |  | Ponds Exfoliating Renewal Twlts | Analytical - Web_NP8536_11.875
2OP092 | Web Thickness | Thickness | TM132 | 2.367 | 2.893 | mil | FDA,3 |  | Ponds Original Fresh 15ct Twlts. | Analytical - Web_NP8536_10
2OP037 | Web Thickness | Thickness | TM132 | 64.8 | 79.2 | micron | FDA,1 |  | Simple Kind To Skin Facial Cleansing Wipes 7ct US | Analytical - Web_NP8511_245
2OP072 | Web Thickness | Thickness | TM132 | 64.8 | 79.2 | micron | FDA,1 |  | Simple Kind To Skin Facial Cleansing Wipes 7ct Canada | Analytical - Web_NP8511_245
2OP213 | Web Thickness | Thickness | TM132 | 0.074 | 0.094 | mm | FDA,3 |  | Garnier Skin Active Clean Micellar Makeup Remover Cleans. Twlts. - Canada | Analytical - Web_NP8541_11
2OP067 | Web Thickness | Thickness | TM132 | 2.367 | 2.893 | mil | FDA,3 |  | Ponds Original Fresh 28ct Twlts. - Canada | Analytical - Web_NP8536_11.875
2OP067 | Web Thickness | Thickness | TM132 | 2.367 | 2.893 | mil | FDA,3 |  | Ponds Original Fresh 28ct Twlts. - Canada | Analytical - Web_NY_Skip lot testing
2OP079 | Web Thickness | Thickness | TM132 | 0.074 | 0.094 | mm | FDA,3 |  | L 'Oreal Paris Revitalift MUR Cleans Wipes Canada | Analytical - Web_NP8541_12.205
2OQ753X | Top Load Compression Strength | Top load Compression Strength (0.5"/mSR,0.450"TD) | TM1019 | 84 |  | lb | FDA,0 |  | Canister - Large, Ribbed, White | Analytical - Reduced Testing_NY_Can 2OQ753 X
2OQ850X | Top Load Compression Strength | Top load Compression Strength (0.5"/mSR,0.450"TD) | TM1019 | 97 |  | lb | FDA,0 |  | Canister - Extra Large, Ribbed, White | Analytical - Reduced Testing_NY_Can 2OQ850X
2OQ850 | Top Load Compression Strength | Top load Compression Strength (0.5"/mSR,0.450"TD) | TM1019 | 97 |  | lb | FDA,0 |  | Canister - Extra Large, Ribbed, White | Analytical - Reduced Testing_NY_Can 2OQ850X
2OP138C | Top Load Compression Strength | Top load Compression Strength (0.5"/mSR,0.450"TD) | TM1019 | 84 |  | lb | FDA,0 |  | Large Ribbed Straight Walled Canister | Analytical - Reduced Testing_NY_Can 2OP138C
2OP638 | Top Load Compression Strength | Top load Compression Strength (0.5"/mSR,0.450"TD) | TM1019 | 97 |  | lb | FDA,0 |  | Extra-Large Straight Walled Canister | Analytical - Reduced Testing_NY_Can 2OP638
2OP138 | Top Load Compression Strength | Top load Compression Strength (0.5"/mSR,0.450"TD) | TM1019 | 84 |  | lb | FDA,0 |  | Large Ribbed Straight Walled Canister | Analytical - Reduced Testing_NY_Can 2OP138
5AP308TY | Box Inspection | Total Height | Default | 2.899 | 2.963 | in | FDA,3 |  | Plastic Wipes Try | Analytical - Box_63A
3OS407 | Swab Measurements | Tuft_Adhesion_(Lb.) | TM109 | 1.4 |  | lb | FDA,1 |  | SWB SUPER BRUSH FOAM TIP SWABS | Analytical - Applicator_25B
3OS419 | Swab Measurements | Tuft_Adhesion_(Lb.) | TM109 | 1.4 |  | lb | FDA,1 |  | SWB FOAM TIP SWABSTICK FLAT6" | Analytical - Applicator_25C
3OS428 | Swab Measurements | Tuft_Adhesion_(Lb.) | TM109 | 1.4 |  | lb | FDA,1 |  | Swabstick | Analytical - REDUCED TESTING_NY_3OS428
3OS484 | Swab Measurements | Tuft_Diameter_(Inches) | TM109 | 0.42 | 0.53 | in | FDA,2 |  | SWB 8" DBL-TIP FOAM SWABSTICK | Analytical - Applicator_26A
2AP087 | Web Inspection | UPC Verification | TM101_TM107_TM132 |  |  |  |  | UPC Scan is acceptable (Scan into comment section below - Done) | Cetaphil Gentle Makeup Removing Wipes | Analytical - Web_NP8550_12.205
2OP214 | Web Inspection | UPC Verification | TM101_TM107_TM132 |  |  |  |  | UPC Scan is acceptable (Scan into comment section below - Done) | Proactiv Cleansing Wipes 25ct | Analytical - Web_NP8550_12.205
3OS407 | Swab Measurements | Use_Test-Solvents | TM109 |  |  |  |  | Meets specifications (Done) | SWB SUPER BRUSH FOAM TIP SWABS | Analytical - Applicator_25B
3OS419 | Swab Measurements | Use_Test-Solvents | TM109 |  |  |  |  | Meets specifications (Done) | SWB FOAM TIP SWABSTICK FLAT6" | Analytical - Applicator_25C
3OS484 | Swab Measurements | Use_Test-Solvents | TM109 |  |  |  |  | Meets specifications (Done) | SWB 8" DBL-TIP FOAM SWABSTICK | Analytical - Applicator_26A
3OU351 | KC Part Number | Verify KC Part Number | NA |  |  |  |  | SPEC-08468 (Done) | 1.25 oz/sy (42.4 gsm) Ultrasoft Spunbond Nonwoven White | Analytical-Applicator_NY_1.25 oz/sy - 42.4gsm Spunbound Nonwoven
2OP138C | Canister & Lid Inspection | Wall Thickness (Bottom base area) | Measurement | 0.01 |  | in | FDA,3 |  | Large Ribbed Straight Walled Canister | Analytical - Reduced Testing_NY_Can 2OP138C
2OP638 | Canister & Lid Inspection | Wall Thickness (Bottom base area) | Measurement | 0.01 |  | in | FDA,3 |  | Extra-Large Straight Walled Canister | Analytical - Reduced Testing_NY_Can 2OP638
2OP138 | Canister & Lid Inspection | Wall Thickness (Bottom base area) | Measurement | 0.01 |  | in | FDA,3 |  | Large Ribbed Straight Walled Canister | Analytical - Reduced Testing_NY_Can 2OP138
2OP138C | Canister & Lid Inspection | Wall Thickness (Top area) | Measurement | 0.02 |  | in | FDA,3 |  | Large Ribbed Straight Walled Canister | Analytical - Reduced Testing_NY_Can 2OP138C
2OP638 | Canister & Lid Inspection | Wall Thickness (Top area) | Measurement | 0.02 |  | in | FDA,3 |  | Extra-Large Straight Walled Canister | Analytical - Reduced Testing_NY_Can 2OP638
2OP138 | Canister & Lid Inspection | Wall Thickness (Top area) | Measurement | 0.02 |  | in | FDA,3 |  | Large Ribbed Straight Walled Canister | Analytical - Reduced Testing_NY_Can 2OP138
2DH128 | Web Measurement | Web Width (Inches) | Measurement | 7.4375 | 7.5625 | in | FDA,4 |  | CVS Health Instant Hand Sanitizer Wipes | Analytical - Web_NP5115_7.5
2HD748 | Web Measurement | Web Width (Inches) | Measurement | 4.4375 | 4.5625 | in | FDA,4 |  | PDI OB Towelette | Analytical - Web_NP5115_4.5
2AU252 | Web Measurement | Web Width (Inches) | TM141_TM143 | 7.9375 | 8.0625 | in | FDA,4 |  | L' Oreal paris Sublime Bronze Self-Tanning Twlts. | Analytical - Web_3459_8
2RS419 | Web Measurement | Web Width (Inches) | Measurement | 15.9375 | 16.0625 | in | FDA,4 |  | PDI Prevantics Maxi Swabstick | Analytical - Web_NP3885_16
2AU252 | Web Measurement | Web Width (Inches) | TM141_TM143 | 7.9375 | 8.0625 | in | FDA,4 |  | L' Oreal paris Sublime Bronze Self-Tanning Twlts. | Analytical - Web_NP3459_8.0
2AU555 | Web Measurement | Web Width (Inches) | TM141_TM143 | 7.4375 | 7.5625 | in | FDA,4 |  | Prep H Rapid Relief with Lidocaine Totables | Analytical - Web_NP3460_7.5
2OA592 | Web Measurement | Web Width (Inches) | Measurement | 10.9375 | 11.0625 | in | FDA,4 |  | Prep H Medicated Wipes 48ct. | Analytical - Web_NP8504_11.0
2OA632 | Web Measurement | Web Width (Inches) | Measurement | 11.6875 | 11.8125 | in | FDA,4 |  | Prep H Medicated Hemorrhoidal Wipes | Analytical - Web_NP8504_11.75
2BC801 | Web Measurement | Web Width (Inches) | Measurement | 5.9375 | 6.0625 | in | FDA,4 |  | Philips Sali- Wipes Sterile Saline Wipes | Analytical - Web_NP3870_6.0
2MS413 | Web Measurement | Web Width (Inches) | Measurement | 11.4375 | 11.5625 | in | FDA,4 |  | PDI Povidone-Iodine Swabstick (1's) | Analytical - Web_NP3870_11.5
2EU351 | Web Measurement | Web Width (Inches) | TM141_TM143 | 6.9375 | 7.0625 | in | FDA,4 |  | Qbrexza Web 1ct | Analytical - Web_NP5211_7.0
2AJ324 | Web Measurement | Web Width (Inches) | Measurement | 10.9375 | 11.0625 | in | FDA,4 |  | Cetaphil Gentle Skin Cleansing Wipes 25ct | Analytical - Web_NP8530_11.0
2AP260 | Web Measurement | Web Width (Inches) | Measurement | 12.6875 | 12.8125 | in | FDA,4 |  | Avon ANEW Clean MUR Wipes 24ct | Analytical - Web_NP8535_12.75
2JC699 | Web Measurement | Web Width (Inches) | Measurement | 5.9375 | 6.0625 | in | FDA,4 |  | PDI Alcohol Prep Pad | Analytical - Web_NP5410_6.0
2PD351 | Web Measurement | Web Width (Inches) | Measurement | 4.4375 | 4.5625 | in | FDA,4 |  | PDI Hygea BZK Antiseptic Towelette | Analytical - Web_NP5116_4.5
2CA922 | Web Measurement | Web Width (Inches) | Measurement | 12.0625 | 12.1875 | in | FDA,4 |  | Dove Baby Sensitive Moisture Wipes | Analytical - Web_NP8810_12.125
2CA911 | Web Measurement | Web Width (Inches) | Measurement | 12.0625 | 12.1875 | in | FDA,4 |  | Dove Baby Rich Moisture Wipes | Analytical - Web_NP8810_12.125
2BP601 | Web Measurement | Web Width (Inches) | Measurement | 12.1425 | 12.2675 | in | FDA,4 |  | Neutrogena Hydrating - Web | Analytical - Web_NP8512_12.205
2AP585 | Web Measurement | Web Width (Inches) | Measurement | 12.1425 | 12.2675 | in | FDA,4 |  | Aveeno Ultra-Calming Makeup Removing Wipes | Analytical - Web_NP8512_12.205
2CB196 | Web Measurement | Web Width (Inches) | Measurement | 40.9375 | 41.0625 | in | FDA,4 |  | PDI Prevantics Device Swab | Analytical - Web_NP5114_41.0
2RB108 | Web Measurement | Web Width (Inches) | Measurement | 40.9375 | 41.0625 | in | FDA,4 |  | PDI Prevantics Swab Packette | Analytical - Web_NP5114_41.0
2OU444 | Web Measurement | Web Width (Inches) | Measurement | 7.4375 | 7.5625 | in | FDA,4 |  | Prep H Totables 1ct Packette | Analytical - Web_NP5115_7.5
2AU372W | Web Measurement | Web Width (Inches) | Measurement | 7.4375 | 7.5625 | in | FDA,4 |  | Harmon Smart Values Flushable Cleans Clths. | Analytical - Web_NP5115_7.5
2OU611 | Web Measurement | Web Width (Inches) | TM141_TM143 | 6.9375 | 7.0625 | in | FDA,4 |  | Qbrexza Web 1ct | Analytical - Web_NP5211_7.0
2BJ227 | Web Measurement | Web Width (Inches) | Measurement | 15.6875 | 15.8125 | in | FDA,4 |  | Hygea Multi Purpose Washcloths | Analytical - Web_NP8530_15.75
2OU354 | Web Measurement | Web Width (Inches) | Measurement | 7.4375 | 7.5625 | in | FDA,4 |  | Fleet Flushable Wipe with Aloe | Analytical - Web_NP5115_7.5
2MB164 | Web Measurement | Web Width (Inches) | Measurement | 7.9375 | 8.0625 | in | FDA,4 |  | PDI Adhesive Tape Remover | Analytical - Web_NP5410_8.0
2FB6038 | Web Measurement | Web Width (Inches) | Measurement | 7.9375 | 8.0625 | in | FDA,4 |  | PDI Alcohol Prep Pad | Analytical - Web_NP5410_8.0
2AP328 | Web Measurement | Web Width (Inches) | Measurement | 12.1425 | 12.2675 | in | FDA,4 |  | Neutrogena Oil-Free Cleansing Wipes | Analytical - Web_NP8512_12.205
2AP284 | Web Measurement | Web Width (Inches) | Measurement | 12.1425 | 12.2675 | in | FDA,4 |  | Neutrogena Oil-Free Cleansing Wipes | Analytical - Web_NP8512_12.205
2OU573 | Web Measurement | Web Width (Inches) | Measurement | 7.4375 | 7.5625 | in | FDA,4 |  | Summer's Eve Fresh Cycle Cleansing Cloths | Analytical - Web_NP5115_7.5
2CB512 | Web Measurement | Web Width (Inches) | Measurement | 4.4375 | 4.5625 | in | FDA,4 |  | PDI Povidone-Iodine Prep Pad | Analytical - Web_NP3870_4.5
2AP113 | Web Measurement | Web Width (Inches) | Measurement | 10.9375 | 11.0625 | in | FDA,4 |  | Garnier Skin Active Clean Refreshing Remover Cleans Twlts | Analytical - Web_NP8542_11.0
2OP075 | Web Measurement | Web Width (Inches) | Measurement | 12.1425 | 12.2675 | in | FDA,4 |  | L'Oreal Paris Revitalift MUR Cleans. Twlt | Analytical - Web_NP8541_12.205
2AP308 | Web Measurement | Web Width (Inches) | Measurement | 12.1425 | 12.2675 | in | FDA,4 |  | Aveeno Ultra-Calming Makeup Removing Wipes | Analytical - Web_NP8512_12.205
2LB598 | Web Measurement | Web Width (Inches) | Measurement | 4.4375 | 4.5625 | in | FDA,4 |  | PDI Electrode Prep Pad | Analytical - Web_NP5115_4.5
2QB114X | Web Measurement | Web Width (Inches) | Measurement | 4.9375 | 5.0625 | in | FDA,4 |  | PDI Prevantics Skin Swab Packette | Analytical - Web_NP3860_5.0
2OP081 | Web Measurement | Web Width (Inches) | Measurement | 11.8125 | 11.9375 | in | FDA,4 |  | Ponds Original Fresh Twlts. | Analytical - Web_NP8536_11.875
2RS324 | Web Measurement | Web Width (Inches) | Measurement | 12.4375 | 12.5625 | in | FDA,4 |  | PDI Prevantics Swabstick | Analytical - Web_NP3860_12.5
2RS407 | Web Measurement | Web Width (Inches) | Measurement | 12.9375 | 13.0625 | in | FDA,4 |  | PDI Prevantics Skin Swabsticks | Analytical - Web_NP3885_13.0
2OP230 | Web Measurement | Web Width (Inches) | Measurement | 12.1425 | 12.2675 | in | FDA,4 |  | Neutrogena Naturals Purifying Makeup Rmvr. Cleans. Twlts. | Analytical - Web_NP8512_12.205
2AP229 | Web Measurement | Web Width (Inches) | Measurement | 9.4375 | 9.5625 | in | FDA,4 |  | Neutrogena Naturals Purifying Makeup Rmvr. Cleans. Twlts. | Analytical - Web_NP8512_9.5
2BS423 | Web Measurement | Web Width (Inches) | Measurement | 11.4375 | 11.5625 | in | FDA,4 |  | PDI Povidone-Iodine Swabstick 3's | Analytical - Web_NP3870_11.5
2JC223 | Web Measurement | Web Width (Inches) | Measurement | 5.9375 | 6.0625 | in | FDA,4 |  | PDI Hygea Sterile Saline Wipe | Analytical - Web_NP3870_6.0
2LB406 | Web Measurement | Web Width (Inches) | Measurement | 9.9375 | 10.0625 | in | FDA,4 |  | PDI PVP Prep Pad Med | Analytical - Web_NP3870_10.0
2AP091 | Web Inspection | Web Width (Inches) | TM101_TM107_TM132 | 12.1425 | 12.2675 | in | FDA,4 |  | Cetaphil Gentle Makeup Removing Wipes | Analytical - Web_NP8550_12.205
2KH040 | Web Measurement | Web Width (Inches) | Measurement | 5.9375 | 6.0625 | in | FDA,4 |  | PDI Super Sani-Cloth | Analytical - Web_NP5115_6.0
2MB712 | Web Measurement | Web Width (Inches) | Measurement | 4.4375 | 4.5625 | in | FDA,4 |  | PDI Nail Polish Remover Pad | Analytical - Web_NP5115_4.5
2GB470 | Web Measurement | Web Width (Inches) | Measurement | 4.4375 | 4.5625 | in | FDA,4 |  | PDI Io-Gone Iodine Remover Pad | Analytical - Web_NP5115_4.5
2OB530 | Web Measurement | Web Width (Inches) | Measurement | 4.4375 | 4.5625 | in | FDA,4 |  | AfterBite - Insect Bite Relief | Analytical - Web_NP5115_4.5
2BJ213 | Web Measurement | Web Width (Inches) | Measurement | 17.9375 | 18.0625 | in | FDA,4 |  | Hygea Multi-Purpose Washcloths | Analytical - Web_NP8530_18
2RQ890P | Web Measurement | Web Width (Inches) | Measurement | 18.0625 | 18.1875 | in | FDA,4 |  | Pilfer White 250X with Laser Perf 4.25 Pitch | Analytical - Web_NP9508_18.125
2DH217 | Web Measurement | Web Width (Inches) | Measurement | 7.4375 | 7.5625 | in | FDA,4 |  | Safeway Care Instant Hand Sanitizer Wipes | Analytical - Web_NP5115_7.5
2CD724 | Web Measurement | Web Width (Inches) | Measurement | 4.4375 | 4.5625 | in | FDA,4 |  | PDI Sani Hands Instant Hand Sanitizing Wipe | Analytical - Web_NP5115_4.5
2OD024 | Web Measurement | Web Width (Inches) | Measurement | 7.4375 | 7.5625 | in | FDA,4 |  | Wet Nap Antibacterial Hand Wipes | Analytical - Web_NY_Skip lot testing
2OU130 | Web Measurement | Web Width (Inches) | Measurement | 8.9375 | 9.0625 | in | FDA,4 |  | Grime Boss Heavy Duty Cleaning Wipes | Analytical - Web_NP5115_9.0
2PU872 | Web Measurement | Web Width (Inches) | Measurement | 8.4375 | 8.5625 | in | FDA,4 |  | PDI Super Sani-Cloth | Analytical - Web_NP5115_8.5
2FB103 | Web Measurement | Web Width (Inches) | Measurement | 4.4375 | 4.5625 | in | FDA,4 |  | PDI CHG Prep Pad | Analytical - Web_NP5115_4.5
2FH070 | Web Measurement | Web Width (Inches) | Measurement | 5.9375 | 6.0625 | in | FDA,4 |  | EZ Mammo Wipe | Analytical - Web_NP5115_6.0
2OA347 | Web Inspection | Web Width (Inches) | TM101_TM107_TM132 | 10.1875 | 10.3125 | in | FDA,4 |  | Summer's Eve Fresh Cycle Cleans. Cloths | Analytical - Web_NP8550_10.25
2BA284R | Web Measurement | Web Width (Inches) | Measurement | 10.9375 | 11.0625 | in | FDA,4 |  | Preparation H 48ct. | Analytical - Web_NP8504_11.0
2HU120 | Web Measurement | Web Width (Inches) | Measurement | 8.4375 | 8.5625 | in | FDA,4 |  | PDI Hygea Personal Cleansing Washcloths | Analytical - Web_NP5115_8.5
2OP073 | Web Measurement | Web Width (Inches) | Measurement | 11.8125 | 11.9375 | in | FDA,4 |  | Ponds Luminous Clean Twlts. | Analytical - Web_NP8536_11.875
2RQ890 | Web Measurement | Web Width (Inches) | Measurement | 18.0625 | 18.1875 | in | FDA,4 |  | PIL WH CL-250XWH 18.125 NP9508 | Analytical - Web_NP9508_18.125
2OP065 | Web Measurement | Web Width (Inches) | Measurement | 11.8125 | 11.9375 | in | FDA,4 |  | Ponds Evening Soothe Twlts. | Analytical - Web_NP8536_11.875
2BD365 | Web Measurement | Web Width (Inches) | Measurement | 4.4375 | 4.5625 | in | FDA,4 |  | Lead Wipe Packette | Analytical - Web_NP5115_4.5
2OH450 | Web Measurement | Web Width (Inches) | Measurement | 7.4375 | 7.5625 | in | FDA,4 |  | CVS Health Cleansing Cloths | Analytical - Web_NP5115_7.5
2AP087 | Web Inspection | Web Width (Inches) | TM101_TM107_TM132 | 12.1425 | 12.2675 | in | FDA,4 |  | Cetaphil Gentle Makeup Removing Wipes | Analytical - Web_NP8550_12.205
2QS411 | Web Measurement | Web Width (Inches) | Measurement | 11.4375 | 11.5625 | in | FDA,4 |  | PDI Povidone-Iodine Swabstick (3's) | Analytical - Web_NP3870_11.5
2ED436 | Web Measurement | Web Width (Inches) | Measurement | 4.4375 | 4.5625 | in | FDA,4 |  | PDI Sani Hands 1ct. | Analytical - Web_NP5115_4.5
2ED419 | Web Measurement | Web Width (Inches) | Measurement | 4.4375 | 4.5625 | in | FDA,4 |  | PDI Castile Soap Towelette | Analytical - Web_NP5410_4.5
2AP227 | Web Measurement | Web Width (Inches) | Measurement | 10.9375 | 11.0625 | in | FDA,4 |  | Garnier Skin Active Clean Micellar Makeup Remover Cleans. Twlts. | Analytical - Web_NP8542_11.0
2AP075 | Web Measurement | Web Width (Inches) | Measurement | 12.1425 | 12.2675 | in | FDA,4 |  | L' Oreal paris Revitalift MUR Cleans. Twlts. | Analytical - Web_NP8542_12.205
2AP211 | Web Measurement | Web Width (Inches) | Measurement | 12.1425 | 12.2675 | in | FDA,4 |  | Neutrogena Make-up Remover Cleans Twlts. | Analytical - Web_NP8512_12.205
2OP205 | Web Measurement | Web Width (Inches) | Measurement | 11.8125 | 11.9375 | in | FDA,4 |  | Ponds Exfoliating Renewal Twlts | Analytical - Web_NP8536_11.875
2OB123 | Web Measurement | Web Width (Inches) | Measurement | 40.9375 | 41.0625 | in | FDA,4 |  | PDI Prevantics Device Swab | Analytical - Web_NP5114_41.0
2OP092 | Web Measurement | Web Width (Inches) | Measurement | 9.9375 | 10.0625 | in | FDA,4 |  | Ponds Original Fresh 15ct Twlts. | Analytical - Web_NP8536_10
2OD024 | Web Measurement | Web Width (Inches) | Measurement | 7.4375 | 7.5625 | in | FDA,4 |  | Wet Nap Antibacterial Hand Wipes | Analytical - Web_NP5115_7.5
2BS420 | Web Measurement | Web Width (Inches) | Measurement | 11.4375 | 11.5625 | in | FDA,4 |  | PDI Povidone-Iodine Swab 1's | Analytical - Web_NP3870_11.5
2QS480 | Web Measurement | Web Width (Inches) | Measurement | 11.4375 | 11.5625 | in | FDA,4 |  | PDI Povidone - Iodine Cleansing Scrub swab | Analytical - Web_NP3870_11.5
2JC124 | Web Measurement | Web Width (Inches) | Measurement | 5.9375 | 6.0625 | in | FDA,4 |  | PDI Povidone-Iodine Prep Pad Large | Analytical - Web_NP3870_6.0
2AA709 | Web Measurement | Web Width (Inches) | Measurement | 10.9375 | 11.0625 | in | FDA,4 |  | Preparation H Medicated Wipes for Women | Analytical - Web_NP8504_11.0
2OP587 | Web Inspection | Web Width (Inches) | TM101_TM107_TM132 | 12.1425 | 12.2675 | in | FDA,4 |  | Proactiv Cleansing Wipes 25ct | Analytical - Web_NP8550_12.205
2OP214 | Web Inspection | Web Width (Inches) | TM101_TM107_TM132 | 12.1425 | 12.2675 | in | FDA,4 |  | Proactiv Cleansing Wipes 25ct | Analytical - Web_NP8550_12.205
2BA972 | Web Measurement | Web Width (Inches) | Measurement | 13.4375 | 13.5625 | in | FDA,4 |  | Sani Pro. - Table Turners Web 75ct | Analytical - Web_NP8540_13.5
2OA664 | Web Measurement | Web Width (Inches) | Measurement | 15.6875 | 15.8125 | in | FDA,4 |  | Target Up&Up Extra Large Cleansing Washcloths | Analytical - Web_NP8530_15.75
2AA592 | Web Measurement | Web Width (Inches) | Measurement | 10.9375 | 11.0625 | in | FDA,4 |  | Prep H Medicated Wipes 48ct. | Analytical - Web_NP8504_11.0
2FJ141R | Web Measurement | Web Width (Inches) | Measurement | 15.9375 | 16.0625 | in | FDA,4 |  | Hygea Adult Flow Wrap | Analytical - Web_NP8535_16
2AJ170 | Web Measurement | Web Width (Inches) | Measurement | 10.9375 | 11.0625 | in | FDA,4 |  | Cetaphil Gentle Skin Cleansing wipes 25ct | Analytical - Web_NP8530_11.0
2CA735 | Web Measurement | Web Width (Inches) | Measurement | 12.0625 | 12.1875 | in | FDA,4 |  | Dove Baby Sensitive Moisture Wipes | Analytical - Web_NP8810_12.125
2AJ123 | Web Measurement | Web Width (Inches) | Measurement | 10.9375 | 11.0625 | in | FDA,4 |  | Cetaphil Gentle Skin Cleansing Cloths 25ct. | Analytical - Web_NY_Skip lot testing
2DH211 | Web Measurement | Web Width (Inches) | Measurement | 5.9375 | 6.0625 | in | FDA,4 |  | CVS Total Home Antibacterial Moist Wipes | Analytical - Web_NP5116_6.0
2AU191 | Web Measurement | Web Width (Inches) | Measurement | 7.4375 | 7.5625 | in | FDA,4 |  | Cetaphil Gentle Skin Cleans Cloths 1ct. | Analytical - Web_NP5115_7.5
2ED110 | Web Measurement | Web Width (Inches) | Measurement | 4.4375 | 4.5625 | in | FDA,4 |  | WEB ORIGINAL W/N 4.5"/5410 | Analytical - Web_NP5410_4.5
2BJ143 | Web Measurement | Web Width (Inches) | Measurement | 16.1875 | 16.3125 | in | FDA,4 |  | Hygea Premium Multi Purpose Washcloths | Analytical - Web_NP8530_16.25
2AU444 | Web Measurement | Web Width (Inches) | Measurement | 7.4375 | 7.5625 | in | FDA,4 |  | Prep H Totables 1ct Packette | Analytical - Web_NP5115_7.5
2SS273 | Web Measurement | Web Width (Inches) | Measurement | 15.4375 | 15.5625 | in | FDA,4 |  | PDI Prevantics Maxi Swabstick | Analytical - Web_NP3860_15.5
2AP210 | Web Measurement | Web Width (Inches) | Measurement | 10.9375 | 11.0625 | in | FDA,4 |  | L' Oreal Vichy Makeup Removing Micellar Cleans Wipes | Analytical - Web_NP8542_11.0
2OP213 | Web Measurement | Web Width (Inches) | Measurement | 10.9375 | 11.0625 | in | FDA,4 |  | Garnier Skin Active Clean Micellar Makeup Remover Cleans. Twlts. - Canada | Analytical - Web_NP8541_11
2OB963 | Web Measurement | Web Width (Inches) | Measurement | 4.4375 | 4.5625 | in | FDA,4 |  | Tender - After Bite Wipe | Analytical - Web_NP5115_4.5
2OP067 | Web Measurement | Web Width (Inches) | Measurement | 11.8125 | 11.9375 | in | FDA,4 |  | Ponds Original Fresh 28ct Twlts. - Canada | Analytical - Web_NP8536_11.875
2OS123 | Web Measurement | Web Width (Inches) | Measurement | 11.4375 | 11.5625 | in | FDA,4 |  | Betadine Solution Swabstick | Analytical - Web_NP3870_11.5
2OS456 | Web Measurement | Web Width (Inches) | Measurement | 11.4375 | 11.5625 | in | FDA,4 |  | Betadine Solution Swabstick | Analytical - Web_NP3870_11.5
2BU275 | Web Measurement | Web Width (Inches) | Measurement | 8.4375 | 8.5625 | in | FDA,4 |  | PDI Sani-Cloth AF3 | Analytical - Web_NP3895_8.5
2OD029 | Web Measurement | Web Width (Inches) | Measurement | 7.4375 | 7.5625 | in | FDA,4 |  | Color & Co. Stain Eraser Color-Removing Wipe | Analytical - Web_NP5115_7.5
2SB108 | Web Measurement | Web Width (Inches) | Measurement | 40.9375 | 41.0625 | in | FDA,4 |  | PDI Prevantics Swab Packette | Analytical - Web_NP5114_41.0
2OM304 | Web Measurement | Web Width (Inches) | Measurement | 15.9375 | 16.0625 | in | FDA,4 |  | Sani Pro - Table Turners Web 72ct. | Analytical - Web_NP8540_16.0
2BJ123 | Web Measurement | Web Width (Inches) | Measurement | 10.9375 | 11.0625 | in | FDA,4 |  | Cetaphil Gentle Skin Cleansing Cloths 25ct | Analytical - Web_NP8550_11
2OM701 | Web Measurement | Web Width (Inches) | Measurement | 15.9375 | 16.0625 | in | FDA,4 |  | Sani Pro - Table Turners Web 72ct Canada | Analytical - Web_NP8540_16.0
2AA347 | Web Inspection | Web Width (Inches) | TM101_TM107_TM132 | 10.1875 | 10.3125 | in | FDA,4 |  | Summer's Eve Fresh Cycle Cleans. Cloths | Analytical - Web_NP8550_10.25
2AA632 | Web Measurement | Web Width (Inches) | Measurement | 11.6875 | 11.8125 | in | FDA,4 |  | Prep H Medicated Hemorrhoidal Wipes | Analytical - Web_NP8504_11.75
2OP067 | Web Measurement | Web Width (Inches) | Measurement | 11.8125 | 11.9375 | in | FDA,4 |  | Ponds Original Fresh 28ct Twlts. - Canada | Analytical - Web_NY_Skip lot testing
2BH592 | Web Measurement | Web Width (Inches) | Measurement | 5.9375 | 6.0625 | in | FDA,4 |  | Sani-Cloth AF3 | Analytical - Web_NP3895_6.0
2CD333 | Web Measurement | Web Width (Inches) | Measurement | 4.4375 | 4.5625 | in | FDA,4 |  | Sani Professional Sani Hands Packette | Analytical - Web_NP5115_4.5
2OP079 | Web Measurement | Web Width (Inches) | Measurement | 12.1425 | 12.2675 | in | FDA,4 |  | L 'Oreal Paris Revitalift MUR Cleans Wipes Canada | Analytical - Web_NP8541_12.205
2HA580 | Web Measurement | Web Width (Inches) | Measurement | 16.9375 | 17.0625 | in | FDA,4 |  | Sani Table Turners Web | Analytical - Web_NP8540_17.0
2RB114X | Web Measurement | Web Width (Inches) | Measurement | 4.9375 | 5.0625 | in | FDA,4 |  | PDI Prevantics Skin Swab Packette | Analytical - Web_NP3860_5.0
2AP806 | Web Measurement | Web Width (mm) | Measurement | 308 | 312 | mm | FDA,0 |  | Clean & Clear Night Relaxing All-In-One Cleansing Wipes | Analytical - Web_NP8430_310
2OP645 | Web Measurement | Web Width (mm) | Measurement | 308 | 312 | mm | FDA,0 |  | Aveeno Positively Radiant Make Up Removing Wipes 25ct | Analytical - Web_NP8440_310
2OP063 | Web Measurement | Web Width (mm) | Measurement | 318 | 322 | mm | FDA,0 |  | Simple Kind To Skin Facial Cleansing Wipes 25ct Canada | Analytical - Web_NP8511_320
2OP630 | Web Measurement | Web Width (mm) | Measurement | 308 | 312 | mm | FDA,0 |  | Aveeno Positively Radiant Make-Up Removing Wipes 25ct | Analytical - Web_NP8440_310
2AP027 | Web Measurement | Web Width (mm) | Measurement | 308 | 312 | mm | FDA,0 |  | Neutrogena Deep Clean Make-Up Remover | Analytical - Web_NP8512_310
2OP195 | Web Measurement | Web Width (mm) | Measurement | 318 | 322 | mm | FDA,0 |  | Simple Kind To Skin Micellar Cleansing Wipes 25ct | Analytical - Web_NP8511_320
2OP223 | Web Measurement | Web Width (mm) | Measurement | 318 | 322 | mm | FDA,0 |  | Simple Kind To Skin Facial Cleansing Wipes 25ct US | Analytical - Web_NP8511_320
2AP337 | Web Measurement | Web Width (mm) | Measurement | 308 | 312 | mm | FDA,0 |  | Neutrogena Deep Clean MUR Wipes - Canada | Analytical - Web_NP8512_310
2OP037 | Web Measurement | Web Width (mm) | Measurement | 243 | 247 | mm | FDA,0 |  | Simple Kind To Skin Facial Cleansing Wipes 7ct US | Analytical - Web_NP8511_245
2OP072 | Web Measurement | Web Width (mm) | Measurement | 243 | 247 | mm | FDA,0 |  | Simple Kind To Skin Facial Cleansing Wipes 7ct Canada | Analytical - Web_NP8511_245
2OA592 | Web Thickness | Web_Thickness_(mils) | TM132 | 3.2 | 3.9 | mil | FDA,1 |  | Prep H Medicated Wipes 48ct. | Analytical - Web_NP8504_11.0
2OA632 | Web Thickness | Web_Thickness_(mils) | TM132 | 3.2 | 3.9 | mil | FDA,1 |  | Prep H Medicated Hemorrhoidal Wipes | Analytical - Web_NP8504_11.75
2AP806 | Web Thickness | Web_Thickness_(mils) | TM132 | 2.64 | 3.36 | mil | FDA,2 |  | Clean & Clear Night Relaxing All-In-One Cleansing Wipes | Analytical - Web_NP8430_310
2OP645 | Web Thickness | Web_Thickness_(mils) | TM132 | 2.64 | 3.36 | mil | FDA,0 |  | Aveeno Positively Radiant Make Up Removing Wipes 25ct | Analytical - Web_NP8440_310
2AJ324 | Web Thickness | Web_Thickness_(mils) | TM132 | 1.8 | 2.2 | mil | FDA,1 |  | Cetaphil Gentle Skin Cleansing Wipes 25ct | Analytical - Web_NP8530_11.0
2AP260 | Web Thickness | Web_Thickness_(mils) | TM132 | 2.2 | 2.8 | mil | FDA,1 |  | Avon ANEW Clean MUR Wipes 24ct | Analytical - Web_NP8535_12.75
2CA922 | Web Thickness | Web_Thickness_(mils) | TM132 | 2.48 | 3.03 | mil | FDA,2 |  | Dove Baby Sensitive Moisture Wipes | Analytical - Web_NP8810_12.125
2CA911 | Web Thickness | Web_Thickness_(mils) | TM132 | 2.48 | 3.03 | mil | FDA,2 |  | Dove Baby Rich Moisture Wipes | Analytical - Web_NP8810_12.125
2BP601 | Web Thickness | Web_Thickness_(mils) | TM132 | 3.06 | 3.74 | mil | FDA,2 |  | Neutrogena Hydrating - Web | Analytical - Web_NP8512_12.205
2AP585 | Web Thickness | Web_Thickness_(mils) | TM132 | 3.06 | 3.74 | mil | FDA,2 |  | Aveeno Ultra-Calming Makeup Removing Wipes | Analytical - Web_NP8512_12.205
2CB196 | Web Thickness | Web_Thickness_(mils) | TM132 | 3.15 | 3.85 | mil | FDA,2 |  | PDI Prevantics Device Swab | Analytical - Web_NP5114_41.0
2RB108 | Web Thickness | Web_Thickness_(mils) | TM132 | 3.15 | 3.85 | mil | FDA,2 |  | PDI Prevantics Swab Packette | Analytical - Web_NP5114_41.0
2OP630 | Web Thickness | Web_Thickness_(mils) | TM132 | 2.64 | 3.36 | mil | FDA,0 |  | Aveeno Positively Radiant Make-Up Removing Wipes 25ct | Analytical - Web_NP8440_310
2BJ227 | Web Thickness | Web_Thickness_(mils) | TM132 | 1.8 | 2.2 | mil | FDA,1 |  | Hygea Multi Purpose Washcloths | Analytical - Web_NP8530_15.75
2AP328 | Web Thickness | Web_Thickness_(mils) | TM132 | 3.06 | 3.74 | mil | FDA,2 |  | Neutrogena Oil-Free Cleansing Wipes | Analytical - Web_NP8512_12.205
2AP284 | Web Thickness | Web_Thickness_(mils) | TM132 | 3.06 | 3.74 | mil | FDA,2 |  | Neutrogena Oil-Free Cleansing Wipes | Analytical - Web_NP8512_12.205
2AP027 | Web Thickness | Web_Thickness_(mils) | TM132 | 3.06 | 3.74 | mil | FDA,2 |  | Neutrogena Deep Clean Make-Up Remover | Analytical - Web_NP8512_310
2AP308 | Web Thickness | Web_Thickness_(mils) | TM132 | 3.06 | 3.74 | mil | FDA,2 |  | Aveeno Ultra-Calming Makeup Removing Wipes | Analytical - Web_NP8512_12.205
2QB114X | Web Thickness | Web_Thickness_(mils) | TM132 | 4.7 | 5.7 | mil | FDA,1 |  | PDI Prevantics Skin Swab Packette | Analytical - Web_NP3860_5.0
2RS324 | Web Thickness | Web_Thickness_(mils) | TM132 | 4.7 | 5.7 | mil | FDA,1 |  | PDI Prevantics Swabstick | Analytical - Web_NP3860_12.5
2OP230 | Web Thickness | Web_Thickness_(mils) | TM132 | 3.06 | 3.74 | mil | FDA,2 |  | Neutrogena Naturals Purifying Makeup Rmvr. Cleans. Twlts. | Analytical - Web_NP8512_12.205
2AP229 | Web Thickness | Web_Thickness_(mils) | TM132 | 3.06 | 3.74 | mil | FDA,2 |  | Neutrogena Naturals Purifying Makeup Rmvr. Cleans. Twlts. | Analytical - Web_NP8512_9.5
2BJ213 | Web Thickness | Web_Thickness_(mils) | TM132 | 1.8 | 2.2 | mil | FDA,1 |  | Hygea Multi-Purpose Washcloths | Analytical - Web_NP8530_18
2RQ890P | Web Thickness | Web_Thickness_(mils) | TM132 | 2.3 | 2.8 | mil | FDA,1 |  | Pilfer White 250X with Laser Perf 4.25 Pitch | Analytical - Web_NP9508_18.125
2BA284R | Web Thickness | Web_Thickness_(mils) | TM132 | 3.2 | 3.9 | mil | FDA,1 |  | Preparation H 48ct. | Analytical - Web_NP8504_11.0
2RQ890 | Web Thickness | Web_Thickness_(mils) | TM132 | 2.3 | 2.8 | mil | FDA,1 |  | PIL WH CL-250XWH 18.125 NP9508 | Analytical - Web_NP9508_18.125
2SS428 | Web Thickness | Web_Thickness_(mils) | TM132 | 4.7 | 5.7 | mil | FDA,1 |  | PDI Prevantics Skin Swabstick | Analytical - Web_NP3860_8.0
2AP211 | Web Thickness | Web_Thickness_(mils) | TM132 | 3.06 | 3.74 | mil | FDA,2 |  | Neutrogena Make-up Remover Cleans Twlts. | Analytical - Web_NP8512_12.205
2OB123 | Web Thickness | Web_Thickness_(mils) | TM132 | 3.15 | 3.85 | mil | FDA,2 |  | PDI Prevantics Device Swab | Analytical - Web_NP5114_41.0
2AA709 | Web Thickness | Web_Thickness_(mils) | TM132 | 3.2 | 3.9 | mil | FDA,1 |  | Preparation H Medicated Wipes for Women | Analytical - Web_NP8504_11.0
2BA972 | Web Thickness | Web_Thickness_(mils) | TM132 | 2.86 | 3.64 | mil | FDA,2 |  | Sani Pro. - Table Turners Web 75ct | Analytical - Web_NP8540_13.5
2OA664 | Web Thickness | Web_Thickness_(mils) | TM132 | 1.8 | 2.2 | mil | FDA,1 |  | Target Up&Up Extra Large Cleansing Washcloths | Analytical - Web_NP8530_15.75
2AA592 | Web Thickness | Web_Thickness_(mils) | TM132 | 3.2 | 3.9 | mil | FDA,1 |  | Prep H Medicated Wipes 48ct. | Analytical - Web_NP8504_11.0
2AP337 | Web Thickness | Web_Thickness_(mils) | TM132 | 3.06 | 3.74 | mil | FDA,2 |  | Neutrogena Deep Clean MUR Wipes - Canada | Analytical - Web_NP8512_310
2FJ141R | Web Thickness | Web_Thickness_(mils) | TM132 | 2.2 | 2.8 | mil | FDA,1 |  | Hygea Adult Flow Wrap | Analytical - Web_NP8535_16
2AJ170 | Web Thickness | Web_Thickness_(mils) | TM132 | 1.8 | 2.2 | mil | FDA,1 |  | Cetaphil Gentle Skin Cleansing wipes 25ct | Analytical - Web_NP8530_11.0
2CA735 | Web Thickness | Web_Thickness_(mils) | TM132 | 2.48 | 3.03 | mil | FDA,2 |  | Dove Baby Sensitive Moisture Wipes | Analytical - Web_NP8810_12.125
2BJ143 | Web Thickness | Web_Thickness_(mils) | TM132 | 1.8 | 2.2 | mil | FDA,1 |  | Hygea Premium Multi Purpose Washcloths | Analytical - Web_NP8530_16.25
2SS273 | Web Thickness | Web_Thickness_(mils) | TM132 | 4.7 | 5.7 | mil | FDA,1 |  | PDI Prevantics Maxi Swabstick | Analytical - Web_NP3860_15.5
2BU275 | Web Thickness | Web_Thickness_(mils) | TM132 | 3.9 | 4.7 | mil | FDA,1 |  | PDI Sani-Cloth AF3 | Analytical - Web_NP3895_8.5
2SB108 | Web Thickness | Web_Thickness_(mils) | TM132 | 3.15 | 3.85 | mil | FDA,2 |  | PDI Prevantics Swab Packette | Analytical - Web_NP5114_41.0
2OM304 | Web Thickness | Web_Thickness_(mils) | TM132 | 2.86 | 3.64 | mil | FDA,2 |  | Sani Pro - Table Turners Web 72ct. | Analytical - Web_NP8540_16.0
2OM701 | Web Thickness | Web_Thickness_(mils) | TM132 | 2.86 | 3.64 | mil | FDA,2 |  | Sani Pro - Table Turners Web 72ct Canada | Analytical - Web_NP8540_16.0
2AA632 | Web Thickness | Web_Thickness_(mils) | TM132 | 3.2 | 3.9 | mil | FDA,1 |  | Prep H Medicated Hemorrhoidal Wipes | Analytical - Web_NP8504_11.75
2BH592 | Web Thickness | Web_Thickness_(mils) | TM132 | 3.9 | 4.7 | mil | FDA,1 |  | Sani-Cloth AF3 | Analytical - Web_NP3895_6.0
2HA580 | Web Thickness | Web_Thickness_(mils) | TM132 | 2.86 | 3.64 | mil | FDA,2 |  | Sani Table Turners Web | Analytical - Web_NP8540_17.0
2RB114X | Web Thickness | Web_Thickness_(mils) | TM132 | 4.7 | 5.7 | mil | FDA,1 |  | PDI Prevantics Skin Swab Packette | Analytical - Web_NP3860_5.0
2OQ850 | Canister & Lid Inspection | Weight | Measurement | 87 | 93 | g | FDA,1 |  | Canister - Extra Large, Ribbed, White | Analytical - Reduced Testing_NY_Can 2OQ850
2OQ753X | Canister & Lid Inspection | Weight | Measurement | 66.5 | 73.5 | g | FDA,1 |  | Canister - Large, Ribbed, White | Analytical - Reduced Testing_NY_Can 2OQ753 X
2OQ753 | Canister & Lid Inspection | Weight | Measurement | 67.5 | 72.5 | g | FDA,1 |  | CAN LARGE CANISTER COPOLYMER | Analytical - Reduced Testing_NY_Can 2OQ753
2OA632SLI | Solo Lid Inspection | Weight | Measurement | 10.5 | 12.5 | g | FDA,1 |  | Preparation H Medicated Hemorrhoidal Wipes | Analytical - Lid_NY_Prep H medicated Hemorrhoidal Wipes
2OQ850X | Canister & Lid Inspection | Weight | Measurement | 85.5 | 94.5 | g | FDA,1 |  | Canister - Extra Large, Ribbed, White | Analytical - Reduced Testing_NY_Can 2OQ850X
2OA347SLI | Solo Lid Inspection | Weight | Measurement | 10.5 | 12.5 | g | FDA,1 |  | Summer's Eve Fresh Cycle Cleans Cloths | Analytical - Lid_NY_Summer's Eve Fresh Cycle
2AJ170SLI | Solo Lid Inspection | Weight | Measurement | 10.5 | 12.5 | g | FDA,1 |  | Cetaphil Gentle Skin Cleansing Wipes Solo | Analytical - Lid_NY_NP7600_22FA
2AJ324SLI | Solo Lid Inspection | Weight | Measurement | 10.5 | 12.5 | g | FDA,1 |  | Cetaphil Gentle Skin Cleansing Wipes Solo | Analytical - Lid_NY_NP7600_22X
2OP093 | Canister & Lid Inspection | Weight | Measurement | 24.5 | 27.5 | g | FDA,2 |  | 10oz. Blue HDPE Bottle Grade Jar | Analytical - Skip Lot Release_NY_2OP093
2OP093 | Canister & Lid Inspection | Weight | Measurement | 24.5 | 27.5 | g | FDA,2 |  | 10oz. Blue HDPE Bottle Grade Jar | Analytical - Jar _10 oz Blue HDPE Grade Jar
2OP134 | Canister & Lid Inspection | Weight | Measurement | 52 | 56 | g | FDA,1 |  | Canister - Medium, Tapered White 4.1" | Analytical - Reduced Testing_NY_Can 2OP134
2OJ130SLI | Solo Lid Inspection | Weight | Measurement | 10.5 | 12.5 | g | FDA,1 |  | Cetaphil Gentle Skin Cleansing Wipes Solo | Analytical - Lid_NY_NP7600_22Y
2OQ753 | Canister & Lid Inspection | Weight | Measurement | 67.5 | 72.5 | g | FDA,1 |  | CAN LARGE CANISTER COPOLYMER | Analytical - Skip Lot Release_NY_2OQ753
2OA592SLI | Solo Lid Inspection | Weight | Measurement | 10.5 | 12.5 | g | FDA,1 |  | Prep-H Medicated Wipes Solo | Analytical - Lid_NY_NP7600_22S
2OQ850 | Canister & Lid Inspection | Weight | Measurement | 85.5 | 94.5 | g | FDA,1 |  | Canister - Extra Large, Ribbed, White | Analytical - Reduced Testing_NY_Can 2OQ850X
2OQ850X | Canister & Lid Inspection | Weight | Measurement | 87 | 93 | g | FDA,1 |  | Canister - Extra Large, Ribbed, White | Analytical - Reduced Testing_NY_Can 2OQ850
2OP138C | Canister & Lid Inspection | Weight | Measurement | 66.5 | 73.5 | g | FDA,1 |  | Large Ribbed Straight Walled Canister | Analytical - Reduced Testing_NY_Can 2OP138C
2AA592SLI | Solo Lid Inspection | Weight | Measurement | 10.5 | 12.5 | g | FDA,1 |  | Preparation H Medicated Hemorrhoidal Wipes | Analytical - Lid_NY_NP7600_22R1
2OP638 | Canister & Lid Inspection | Weight | Measurement | 85.5 | 94.5 | g | FDA,1 |  | Extra-Large Straight Walled Canister | Analytical - Reduced Testing_NY_Can 2OP638
2OP138 | Canister & Lid Inspection | Weight | Measurement | 66.5 | 73.5 | g | FDA,1 |  | Large Ribbed Straight Walled Canister | Analytical - Reduced Testing_NY_Can 2OP138
2AJ190SLI | Solo Lid Inspection | Weight | Measurement | 10.5 | 12.5 | g | FDA,1 |  | Cetaphil Gentle Skin Cleansing Wipes Solo | Analytical - Lid_NY_NP7600_22V
2OQ850 | Canister & Lid Inspection | Weight | Measurement | 87 | 93 | g | FDA,1 |  | Canister - Extra Large, Ribbed, White | Analytical - Skip Lot Release_NY_2OQ850
2AQ471LI | Canister & Lid Inspection | Weight (per specification) | TM141_TM143 | 20 | 24 | g | FDA,1 |  | Medium Deep Well Lid | Analytical - Lid_04B_560_1
2BQ084LI | Canister & Lid Inspection | Weight (per specification) | TM141_TM143 | 32 | 42 | g | FDA,1 |  | Large Deep Well Lid 560 Orifice | Analytical - Lid_11A
2BQ471LI | Canister & Lid Inspection | Weight (per specification) | TM141_TM143 | 20 | 24 | g | FDA,1 |  | Medium Deep Well Lid with 560 Orifice Trans Blue | Analytical - Lid_04F_560
2BQ551LI | Canister & Lid Inspection | Weight (per specification) | TM141_TM143 | 32 | 42 | g | FDA,1 |  | Large Deep Well Lid PDI Orifice | Analytical - Lid_13A
2BQ551LI | Canister & Lid Inspection | Weight (per specification) | TM141_TM143 | 32 | 42 | g | FDA,1 |  | Large Deep Well Lid PDI Orifice | Analytical - Lid_NY_Skip lot testing
2OP093LI | Canister & Lid Inspection | Weight (per specification) | TM141_TM143 |  |  | g | FDA,2 |  | PP Threaded Blue cap | Analytical - Lid_NY_Threaded Blue Cap
2OP159LI | Canister & Lid Inspection | Weight (per specification) | TM141_TM143 | 32 | 42 | g | FDA,1 |  | Large Deep Well Lid .560 Orifice Blue | Analytical - Lid_03B
2OP242LI | Canister & Lid Inspection | Weight (per specification) | TM141_TM143 | 32.5 | 41.5 | g | FDA,1 |  | Large Deep Well Lid-Sani Cloth Prime Lobe Orifice | Analytical - Lid_17C
2OP280LI | Canister & Lid Inspection | Weight (per specification) | TM141_TM143 | 36 | 42 | g | FDA,1 |  | Large Deep Well Lid- Bleach Orifice | Analytical - Lid_17A
2OP520LI | Canister & Lid Inspection | Weight (per specification) | TM141_TM143 | 32 | 42 | g | FDA,1 |  | Large Deep Well Lid PDI Orifice | Analytical - Lid_NY_Skip lot testing
2OP638LI | Canister & Lid Inspection | Weight (per specification) | TM141_TM143 | 32 | 42 | g | FDA,1 |  | Large Deep Well Lid PDI Orifice Translucent Gray | Analytical - Lid_13D
2OP638LI | Canister & Lid Inspection | Weight (per specification) | TM141_TM143 | 32 | 42 | g | FDA,1 |  | Large Deep Well Lid PDI Orifice Translucent Gray | Analytical - Lid_NY_Skip lot testing
2OQ850LI | Canister & Lid Inspection | Weight (per specification) | TM141_TM143 | 33 | 42 | g | FDA,1 |  | Large Deep Well Lid .560 Orifice | Analytical - Lid_NY_Skip lot testing
2OQ850LI | Canister & Lid Inspection | Weight (per specification) | TM141_TM143 | 33 | 42 | g | FDA,1 |  | Large Deep Well Lid .560 Orifice | Analytical - Lid_11B
2OQ882LI | Canister & Lid Inspection | Weight (per specification) | TM141_TM143 | 32 | 42 | g | FDA,1 |  | LID LG DW DP GREEN 560 ORIFICE | Analytical - Lid_12A
3OD438 | Applicator_Inspection | Wet CD (g/in) (TM 103) | See Analyte for Method # | 250 | 1250 | g/in | FDA,0 |  | 35 gsm Unembossed Nonwoven | Analytical - Applicator_NY_35 gsm Unembossed Nonwoven
3OP113 | Applicator_Inspection | Wet CD (g/in) (TM 103) | See Analyte for Method # | 1142 | 1714 | g/in | FDA,0 |  | Flat CSC Spunlaced Nonwoven - 45 gsm - 30" | Analytical-Applicator_NY_Skip lot testing
3OA426 | Applicator_Inspection | Wet CD (g/in) (TM 103) | See Analyte for Method # | 1200 | 2100 | g/in | FDA,0 |  | Rolls Spunlaced Nonwoven – 8” – 52 gsm | Analytical - Applicator_NY_Rolls Spunlaced Nonwoven – 8” – 52 gsm
3OP705 | Applicator_Inspection | Wet CD (g/in) (TM 103) | See Analyte for Method # | 1200 | 2100 | g/in | FDA,0 |  | Rolls Spunlaced Nonwoven – 25 1/2” – 52 gsm | Analytical-Applicator_NY_Skip lot testing
3OU252 | Applicator_Inspection | Wet CD (g/in) (TM 103) | See Analyte for Method # | 1500 | 2500 | g/in | FDA,0 |  | Nonwoven Rolls Spunlaced Nonwoven - 9" - 67.8gsm | Analytical-Applicator_NY_Rolls Spunlaced Nonwoven-10"-67.8gsm
3OA347 | Applicator_Inspection | Wet CD (g/in) (TM 103) | See Analyte for Method # | 375 | 575 | g/in | FDA,0 |  | Nonwoven Rolls Dispersible Unembossed - 6" width-65 gsm | Microbiologu - Bioburden_Applicator_NY
3OA347 | Applicator_Inspection | Wet CD (g/in) (TM 103) | See Analyte for Method # | 375 | 575 | g/in | FDA,0 |  | Nonwoven Rolls Dispersible Unembossed - 6" width-65 gsm | Analytical-Applicator_NY_Nonwoven Rolls Dispersable Unembossed- 6" width - 65 gsm
3OP065 | Applicator_Inspection | Wet CD (g/in) (TM 103) | See Analyte for Method # | 1300 | 2000 | g/in | FDA,0 |  | Rolls Spunlaced Nonwoven Diamond - 60gsm | Analytical - Applicator_NY_Rolls spunlaced Nonwoven Diamond - 60gsm
3AQ470-A | Applicator_Inspection | Wet CD (g/in) (TM 103) | See Analyte for Method # | 1100 | 2300 | g/in | FDA,0 |  | Rolls Spunlaced Nonwoven – 37.75” – 50gsm | Analytical-Applicator_NY_Rolls Spunlaced Nonwoven - 37.75"-50gsm
3OH143 | Applicator_Inspection | Wet CD (g/in) (TM 103) | See Analyte for Method # | 1131 | 1593 | g/in | FDA,0 |  | Embossed Spunlaced Nonwoven 45 gsm – 7” | Analytical - Applicator_NY_Embossed Spunlaced Nonwoven 45 gsm – 7”
3OC585 | Applicator_Inspection | Wet CD (g/in) (TM 103) | See Analyte for Method # | 992 | 2208 | g/in | FDA,0 |  | 55 gsm unembossed spunlaced nonwoven- 6" | Analytical - Applicator_NY_55 gsm Unembossed Spunlaced Nonwoven – 6”
3OD186 | Applicator_Inspection | Wet CD (g/in) (TM 103) | See Analyte for Method # | 1000 | 2500 | g/in | FDA,0 |  | Paper Crepe 23 lb., 7 3/4" | Analytical - Applicator_NY_Paper Crepe 23 lb., 7 3/4"
3OD438 | Applicator_Inspection | Wet MD (g/in) (TM 103) | See Analyte for Method # | 800 | 2600 | g/in | FDA,0 |  | 35 gsm Unembossed Nonwoven | Analytical - Applicator_NY_35 gsm Unembossed Nonwoven
3OP113 | Applicator_Inspection | Wet MD (g/in) (TM 103) | See Analyte for Method # | 3265 | 4897 | g/in | FDA,0 |  | Flat CSC Spunlaced Nonwoven - 45 gsm - 30" | Analytical-Applicator_NY_Skip lot testing
3OA426 | Applicator_Inspection | Wet MD (g/in) (TM 103) | See Analyte for Method # | 3800 | 6270 | g/in | FDA,0 |  | Rolls Spunlaced Nonwoven – 8” – 52 gsm | Analytical - Applicator_NY_Rolls Spunlaced Nonwoven – 8” – 52 gsm
3OP705 | Applicator_Inspection | Wet MD (g/in) (TM 103) | See Analyte for Method # | 3800 | 6270 | g/in | FDA,0 |  | Rolls Spunlaced Nonwoven – 25 1/2” – 52 gsm | Analytical-Applicator_NY_Skip lot testing
3OU252 | Applicator_Inspection | Wet MD (g/in) (TM 103) | See Analyte for Method # | 4500 | 6500 | g/in | FDA,0 |  | Nonwoven Rolls Spunlaced Nonwoven - 9" - 67.8gsm | Analytical-Applicator_NY_Rolls Spunlaced Nonwoven-10"-67.8gsm
3OA347 | Applicator_Inspection | Wet MD (g/in) (TM 103) | See Analyte for Method # | 485 | 915 | g/in | FDA,0 |  | Nonwoven Rolls Dispersible Unembossed - 6" width-65 gsm | Microbiologu - Bioburden_Applicator_NY
3OA347 | Applicator_Inspection | Wet MD (g/in) (TM 103) | See Analyte for Method # | 485 | 915 | g/in | FDA,0 |  | Nonwoven Rolls Dispersible Unembossed - 6" width-65 gsm | Analytical-Applicator_NY_Nonwoven Rolls Dispersable Unembossed- 6" width - 65 gsm
3OP065 | Applicator_Inspection | Wet MD (g/in) (TM 103) | See Analyte for Method # | 4000 | 5500 | g/in | FDA,0 |  | Rolls Spunlaced Nonwoven Diamond - 60gsm | Analytical - Applicator_NY_Rolls spunlaced Nonwoven Diamond - 60gsm
3AQ470-A | Applicator_Inspection | Wet MD (g/in) (TM 103) | See Analyte for Method # | 3000 | 7000 | g/in | FDA,0 |  | Rolls Spunlaced Nonwoven – 37.75” – 50gsm | Analytical-Applicator_NY_Rolls Spunlaced Nonwoven - 37.75"-50gsm
3OH143 | Applicator_Inspection | Wet MD (g/in) (TM 103) | See Analyte for Method # | 3906 | 4934 | g/in | FDA,0 |  | Embossed Spunlaced Nonwoven 45 gsm – 7” | Analytical - Applicator_NY_Embossed Spunlaced Nonwoven 45 gsm – 7”
3OC585 | Applicator_Inspection | Wet MD (g/in) (TM 103) | See Analyte for Method # | 4392 | 7808 | g/in | FDA,0 |  | 55 gsm unembossed spunlaced nonwoven- 6" | Analytical - Applicator_NY_55 gsm Unembossed Spunlaced Nonwoven – 6”
3OD186 | Applicator_Inspection | Wet MD (g/in) (TM 103) | See Analyte for Method # | 1500 | 3850 | g/in | FDA,0 |  | Paper Crepe 23 lb., 7 3/4" | Analytical - Applicator_NY_Paper Crepe 23 lb., 7 3/4"
3OQ333 | Tensile Strength | Wet_CD_(g/in) | TM103 | 600 | 1200 | g/in | FDA,0 |  | Embossed Spunlaced Nonwoven - 37 1/2" | Analytical-Applicator_NY_ Embossed Spunlaced Nonwoven - 37 1/2"
3AP211 | Tensile Strength | Wet_CD_(g/in) | TM103 | 692 | 1438 | g/in | FDA,0 |  | Spunlaced Nonwoven 55gsm 37 1/2" | Analytical-Applicator_NY_Spunlaced Nonwoven 55gsm 37 1/2"
3OQ444 | Tensile Strength | Wet_CD_(g/in) | TM103 | 600 | 1200 | g/in | FDA,0 |  | Applicator- 36" Embossed Spunlaced Nonwoven | Analytical-Applicator_NY_36" Embossed Spunlaced Nonwoven
3OQ222 | Tensile Strength | Wet_CD_(g/in) | TM103 | 600 | 1200 | g/in | FDA,0 |  | Applicator - 30" Embossed Spunlaced Nonwoven | Analytical-Applicator_NY_ 30" Embossed Spunlaced Nonwoven
3OA592 | Tensile Strength | Wet_CD_(g/in) | TM103 | 300 | 500 | g/in | FDA,0 |  | Nonwoven Rolls Dispersible Unembossed - 6" width - 70gsm | Analytical - Applicator_NY_Nonwoven Rolls Dispersible Unembossed - 6" - 70gsm
3OJ213 | Tensile Strength | Wet_CD_(g/in) | TM103 | 1030 | 1546 | g/in | FDA,0 |  | AP1 VJ 40 GSM 50% VISC/50% PET 12" | Analytical - Applicator_08A
3OP134 | Tensile Strength | Wet_CD_(g/in) | TM103 | 250 | 1250 | g/in | FDA,0 |  | 35gsm Stora Flat - 30" | Analytical-Applicator_NY_35gsm Stora Flat - 30"
3XP134 | Tensile Strength | Wet_CD_(g/in) | TM103 | 250 | 1250 | g/in | FDA,0 |  | 35gsm Stora Flat - 36" | Analytical-Applicator_NY_35gsm Stora Flat - 36"
3BJ141 | Tensile Strength | Wet_CD_(g/in) | TM103 | 921 | 1535 | g/in | FDA,0 |  | AP1 VJ 43G 40/60 BGDOT 11.625 | Analytical - Applicator_07K
3XP253 | Tensile Strength | Wet_CD_(g/in) | TM103 | 300 |  | g/in | FDA,0 |  | 35gsm Flat Thermoembonded Nonwoven 30" | Analytical - Applicator_NY_35gsm Flat Thermoembonded Nonwoven 30"
3AU228 | Tensile Strength | Wet_CD_(g/in) | TM103 | 1443 | 2463 | g/in | FDA,0 |  | AP1 SP SPUNLACE 55G 50/50 7.5 | Analytical - Applicator_06I
3OA347 | Tensile Strength | Wet_CD_(g/in) | TM103 | 375 | 575 | g/in | FDA,0 |  | Nonwoven Rolls Dispersible Unembossed - 6" width-65 gsm | Analytical-Applicator_NY_Nonwoven Rolls Dispersable Unembossed- 6" width - 65 gsm
3OA347 | Tensile Strength | Wet_CD_(g/in) | TM103 | 375 | 575 | g/in | FDA,0 |  | Nonwoven Rolls Dispersible Unembossed - 6" width-65 gsm | Microbiologu - Bioburden_Applicator_NY
3OP081 | Tensile Strength | Wet_CD_(g/in) | TM103 | 1000 | 1600 | g/in | FDA,0 |  | Rolls Flat Spunlaced Nonwoven - 55 gsm | Analytical - Applicator_NY_Rolls Flat Spunlaced Nonwoven-55gsm-30"
3OJ213 | Tensile Strength | Wet_CD_(g/in) | TM103 | 1030 | 1546 | g/in | FDA,0 |  | AP1 VJ 40 GSM 50% VISC/50% PET 12" | Analytical-Applicator_NY_Skip lot testing
3OQ333 | Tensile Strength | Wet_CD_(g/in) | TM103 | 600 | 1200 | g/in | FDA,0 |  | Embossed Spunlaced Nonwoven - 37 1/2" | Analytical-Applicator_NY_Skip lot testing
3OQ222 | Tensile Strength | Wet_CD_(g/in) | TM103 | 600 | 1200 | g/in | FDA,0 |  | Applicator - 30" Embossed Spunlaced Nonwoven | Analytical-Applicator_NY_ Embossed Spunlaced Nonwoven - 37 1/2"
3OQ444 | Tensile Strength | Wet_CD_(g/in) | TM103 | 600 | 1200 | g/in | FDA,0 |  | Applicator- 36" Embossed Spunlaced Nonwoven | Analytical-Applicator_NY_Skip lot testing
3OQ222 | Tensile Strength | Wet_CD_(g/in) | TM103 | 600 | 1200 | g/in | FDA,0 |  | Applicator - 30" Embossed Spunlaced Nonwoven | Analytical-Applicator_NY_36" Embossed Spunlaced Nonwoven
3OQ444 | Tensile Strength | Wet_CD_(g/in) | TM103 | 600 | 1200 | g/in | FDA,0 |  | Applicator- 36" Embossed Spunlaced Nonwoven | Analytical-Applicator_NY_ 30" Embossed Spunlaced Nonwoven
3OQ222 | Tensile Strength | Wet_CD_(g/in) | TM103 | 600 | 1200 | g/in | FDA,0 |  | Applicator - 30" Embossed Spunlaced Nonwoven | Analytical-Applicator_NY_Skip lot testing
3OQ333 | Tensile Strength | Wet_CD_(g/in) | TM103 | 600 | 1200 | g/in | FDA,0 |  | Embossed Spunlaced Nonwoven - 37 1/2" | Analytical-Applicator_NY_36" Embossed Spunlaced Nonwoven
3OQ444 | Tensile Strength | Wet_CD_(g/in) | TM103 | 600 | 1200 | g/in | FDA,0 |  | Applicator- 36" Embossed Spunlaced Nonwoven | Analytical-Applicator_NY_ Embossed Spunlaced Nonwoven - 37 1/2"
3OQ551 | Tensile Strength | Wet_CD_CoA_(g/25mm) | TM103 | 400 |  | g/25mm | FDA,0 |  | 40gsm, Hydroentangled Nonwoven, 42" | Analytical - Applicator_15E
3OP138 | Tensile Strength | Wet_CD_CoA_(g/in) | TM103 | 400 |  | g/in | FDA,0 |  | 40 gsm, Hydroentangled Nonwoven 30" with Diamond Emboss | Analytical - Applicator_36D
3OP242 | Tensile Strength | Wet_CD_CoA_(g/in) | TM103 | 300 |  | g/in | FDA,0 |  | 35gsm Flat Thermoembonded Nonwoven 37.5" | Analytical - Applicator_NY_35gsm Flat Thermoembonded Nonwoven 37.5"
3XP138 | Tensile Strength | Wet_CD_CoA_(g/in) | TM103 | 400 |  | g/in | FDA,0 |  | 40 gsm, Hydroentangled Nonwoven 37 1/2" with Diamond Emboss | Analytical - Applicator_36B
3OH592 | Tensile Strength | Wet_CD_CoA_(g/in) | TM103 | 400 |  | g/in | FDA,0 |  | 40 gsm, Hydroentangled Nonwoven 7 7/8” with Diamond Emboss | Analytical - Applicator_36A
3OU275 | Tensile Strength | Wet_CD_CoA_(g/in) | TM103 | 400 |  | g/in | FDA,0 |  | 40 gsm, Hydroentangled Nonwoven 11 3/4” with Diamond Emboss | Analytical - Applicator_36C
3OA972 | Tensile Strength | Wet_CD_CoA_(g/in) | TM103 | 400 | 1800 | g/in | FDA,0 |  | 40 gsm, Hydroentangled Nonwoven 9" with Diamond Emboss | Analytical-Applicator_NY_40gsm Hydroentangled Nonwoven 9" with Diamond Emboss
3OQ333 | Tensile Strength | Wet_MD_(g/in) | TM103 | 2200 | 3400 | g/in | FDA,0 |  | Embossed Spunlaced Nonwoven - 37 1/2" | Analytical-Applicator_NY_ Embossed Spunlaced Nonwoven - 37 1/2"
3AP211 | Tensile Strength | Wet_MD_(g/in) | TM103 | 2785 | 5785 | g/in | FDA,0 |  | Spunlaced Nonwoven 55gsm 37 1/2" | Analytical-Applicator_NY_Spunlaced Nonwoven 55gsm 37 1/2"
3OQ444 | Tensile Strength | Wet_MD_(g/in) | TM103 | 2200 | 3400 | g/in | FDA,0 |  | Applicator- 36" Embossed Spunlaced Nonwoven | Analytical-Applicator_NY_36" Embossed Spunlaced Nonwoven
3OQ222 | Tensile Strength | Wet_MD_(g/in) | TM103 | 2200 | 3400 | g/in | FDA,0 |  | Applicator - 30" Embossed Spunlaced Nonwoven | Analytical-Applicator_NY_ 30" Embossed Spunlaced Nonwoven
3OA592 | Tensile Strength | Wet_MD_(g/in) | TM103 | 610 | 1040 | g/in | FDA,0 |  | Nonwoven Rolls Dispersible Unembossed - 6" width - 70gsm | Analytical - Applicator_NY_Nonwoven Rolls Dispersible Unembossed - 6" - 70gsm
3OJ213 | Tensile Strength | Wet_MD_(g/in) | TM103 | 3343 | 4350 | g/in | FDA,0 |  | AP1 VJ 40 GSM 50% VISC/50% PET 12" | Analytical - Applicator_08A
3OP134 | Tensile Strength | Wet_MD_(g/in) | TM103 | 800 | 2600 | g/in | FDA,0 |  | 35gsm Stora Flat - 30" | Analytical-Applicator_NY_35gsm Stora Flat - 30"
3XP134 | Tensile Strength | Wet_MD_(g/in) | TM103 | 800 | 2600 | g/in | FDA,0 |  | 35gsm Stora Flat - 36" | Analytical-Applicator_NY_35gsm Stora Flat - 36"
3BJ141 | Tensile Strength | Wet_MD_(g/in) | TM103 | 3623 | 5650 | g/in | FDA,0 |  | AP1 VJ 43G 40/60 BGDOT 11.625 | Analytical - Applicator_07K
3XP253 | Tensile Strength | Wet_MD_(g/in) | TM103 | 2000 | 4400 | g/in | FDA,0 |  | 35gsm Flat Thermoembonded Nonwoven 30" | Analytical - Applicator_NY_35gsm Flat Thermoembonded Nonwoven 30"
3AU228 | Tensile Strength | Wet_MD_(g/in) | TM103 | 4883 | 7967 | g/in | FDA,0 |  | AP1 SP SPUNLACE 55G 50/50 7.5 | Analytical - Applicator_06I
3OA347 | Tensile Strength | Wet_MD_(g/in) | TM103 | 485 | 915 | g/in | FDA,0 |  | Nonwoven Rolls Dispersible Unembossed - 6" width-65 gsm | Analytical-Applicator_NY_Nonwoven Rolls Dispersable Unembossed- 6" width - 65 gsm
3OA347 | Tensile Strength | Wet_MD_(g/in) | TM103 | 485 | 915 | g/in | FDA,0 |  | Nonwoven Rolls Dispersible Unembossed - 6" width-65 gsm | Microbiologu - Bioburden_Applicator_NY
3OP081 | Tensile Strength | Wet_MD_(g/in) | TM103 | 4600 | 5700 | g/in | FDA,0 |  | Rolls Flat Spunlaced Nonwoven - 55 gsm | Analytical - Applicator_NY_Rolls Flat Spunlaced Nonwoven-55gsm-30"
3OJ213 | Tensile Strength | Wet_MD_(g/in) | TM103 | 3343 | 4350 | g/in | FDA,0 |  | AP1 VJ 40 GSM 50% VISC/50% PET 12" | Analytical-Applicator_NY_Skip lot testing
3OQ333 | Tensile Strength | Wet_MD_(g/in) | TM103 | 2200 | 3400 | g/in | FDA,0 |  | Embossed Spunlaced Nonwoven - 37 1/2" | Analytical-Applicator_NY_Skip lot testing
3OQ222 | Tensile Strength | Wet_MD_(g/in) | TM103 | 2200 | 3400 | g/in | FDA,0 |  | Applicator - 30" Embossed Spunlaced Nonwoven | Analytical-Applicator_NY_ Embossed Spunlaced Nonwoven - 37 1/2"
3OQ444 | Tensile Strength | Wet_MD_(g/in) | TM103 | 2200 | 3400 | g/in | FDA,0 |  | Applicator- 36" Embossed Spunlaced Nonwoven | Analytical-Applicator_NY_Skip lot testing
3OQ222 | Tensile Strength | Wet_MD_(g/in) | TM103 | 2200 | 3400 | g/in | FDA,0 |  | Applicator - 30" Embossed Spunlaced Nonwoven | Analytical-Applicator_NY_36" Embossed Spunlaced Nonwoven
3OQ444 | Tensile Strength | Wet_MD_(g/in) | TM103 | 2200 | 3400 | g/in | FDA,0 |  | Applicator- 36" Embossed Spunlaced Nonwoven | Analytical-Applicator_NY_ 30" Embossed Spunlaced Nonwoven
3OQ222 | Tensile Strength | Wet_MD_(g/in) | TM103 | 2200 | 3400 | g/in | FDA,0 |  | Applicator - 30" Embossed Spunlaced Nonwoven | Analytical-Applicator_NY_Skip lot testing
3OQ333 | Tensile Strength | Wet_MD_(g/in) | TM103 | 2200 | 3400 | g/in | FDA,0 |  | Embossed Spunlaced Nonwoven - 37 1/2" | Analytical-Applicator_NY_36" Embossed Spunlaced Nonwoven
3OQ444 | Tensile Strength | Wet_MD_(g/in) | TM103 | 2200 | 3400 | g/in | FDA,0 |  | Applicator- 36" Embossed Spunlaced Nonwoven | Analytical-Applicator_NY_ Embossed Spunlaced Nonwoven - 37 1/2"
3OQ551 | Tensile Strength | Wet_MD_CoA_(g/25mm) | TM103 | 1000 |  | g/25mm | FDA,0 |  | 40gsm, Hydroentangled Nonwoven, 42" | Analytical - Applicator_15E
3OP138 | Tensile Strength | Wet_MD_CoA_(g/in) | TM103 | 1000 |  | g/in | FDA,0 |  | 40 gsm, Hydroentangled Nonwoven 30" with Diamond Emboss | Analytical - Applicator_36D
3OP242 | Tensile Strength | Wet_MD_CoA_(g/in) | TM103 | 2000 | 4400 | g/in | FDA,0 |  | 35gsm Flat Thermoembonded Nonwoven 37.5" | Analytical - Applicator_NY_35gsm Flat Thermoembonded Nonwoven 37.5"
3XP138 | Tensile Strength | Wet_MD_CoA_(g/in) | TM103 | 1000 |  | g/in | FDA,0 |  | 40 gsm, Hydroentangled Nonwoven 37 1/2" with Diamond Emboss | Analytical - Applicator_36B
3OH592 | Tensile Strength | Wet_MD_CoA_(g/in) | TM103 | 1000 |  | g/in | FDA,0 |  | 40 gsm, Hydroentangled Nonwoven 7 7/8” with Diamond Emboss | Analytical - Applicator_36A
3OU275 | Tensile Strength | Wet_MD_CoA_(g/in) | TM103 | 1000 |  | g/in | FDA,0 |  | 40 gsm, Hydroentangled Nonwoven 11 3/4” with Diamond Emboss | Analytical - Applicator_36C
3OA972 | Tensile Strength | Wet_MD_CoA_(g/in) | TM103 | 1000 | 3400 | g/in | FDA,0 |  | 40 gsm, Hydroentangled Nonwoven 9" with Diamond Emboss | Analytical-Applicator_NY_40gsm Hydroentangled Nonwoven 9" with Diamond Emboss
5AA632S60 | Box Inspection | Width | Default | 3.5938 | 3.6562 | in | FDA,5 |  | Preparation H Medicated Hemorrhoidal Wipes | Analytical - Box_NY_0.020SBS_101_6-3.625-7
5BU26595 | Box Inspection | Width | Default | 4.3594 | 4.4219 | in | FDA,5 |  | PDI Sani Cloth Bleach 40ct Box | Analytical - Box_NY_0.024SBS_102_4.390625-4.390625-12
5LS41350 | Box Inspection | Width | Default | 3.2812 | 3.3438 | in | FDA,5 |  | PDI Povidone-Iodine Swabstick (1's) Box | Analytical - Box_NY_0.016UCSBS_100_6.5-3.3125-5.8125
5CD35185 | Box Inspection | Width | Default | 2.2812 | 2.3438 | in | FDA,5 |  | PDI Hygea BZK Antiseptic Towelette | Analytical - Box_NY_0.016UCSBS_100_6.5-2.3125-6.0625
5HS48450 | Box Inspection | Width | Default | 3.2812 | 3.3438 | in | FDA,5 |  | PDI CHG Swabsticks Box | Analytical - Box_NY_0.016UCSBS_100_6.5-3.3125-5.8125
5KC69900 | Box Inspection | Width | Default | 4.2188 | 4.2812 | in | FDA,5 |  | PDI Sterile Alcohol Prep Pad | Analytical - Box_NY_0.016UCSBS_100_5.0625-4.25-3.0625
5DD72400 | Box Inspection | Width | Default | 2.2812 | 2.3438 | in | FDA,5 |  | PDI Sani Hands Instant Hand Sanitizing Wipes | Analytical - Box_NY_0.016UCSBS_100_6.5-2.3125-6.0625
5LB60302 | Box Inspection | Width | Default | 3.9688 | 4.0312 | in | FDA,5 |  | PDI Alcohol Prep Pad | Analytical - Box_NY_0.016UCSBS_100_6.125-4-2.375
5DD43600 | Box Inspection | Width | Default | 2.2812 | 2.3438 | in | FDA,5 |  | PDI Sani Hands 100ct. Box | Analytical - Box_NY_0.016UCSBS_100_6.5-2.3125-6.0625
5AP209SL | Box Inspection | Width | Default | 3.6562 | 3.7188 | in | FDA,5 |  | 3X25ct L 'Oreal Tray Sleeve | Analytical - Box_NY_0.020BC_220_5.09375-3.6875-4.625
5AP027TY | Box Inspection | Width | Default | 5.535 | 5.715 | in | FDA,3 |  | TY PLASTIC NEUTROG DP CLN 25CT | Analytical - Box_57A
5CB19600 | Box Inspection | Width | Default | 2.2188 | 2.2812 | in | FDA,5 |  | PDI Prevantics Device Swab 100ct Box | Analytical - Box_NY_0.018SBS_100_5.125-2.25-2.09375
5AA617S96 | Box Inspection | Width | Default | 3.8438 | 3.9062 | in | FDA,5 |  | Preparation H Medicated Wipes 96ct Box | Analytical - Box_NY_0.018SBS_47B_3.625-3.875-6
5AB123ST | Box Inspection | Width | Default | 2.3438 | 2.4062 | in | FDA,5 |  | PDIPrevantics Device Swab Box | Analytical - Box_NY_0.018SBS_107_10.25-2.375-2.75
5AP308TY | Box Inspection | Width | Default | 6.093 | 6.157 | in | FDA,3 |  | Plastic Wipes Try | Analytical - Box_63A
5HC22324 | Box Inspection | Width | Default | 1.7188 | 1.7812 | in | FDA,5 |  | PDI Hygea Sterile Saline Wipes | Analytical - Box_NY_0.020WCCN_100_5.0625-1.75-3.0625
5JB16400 | Box Inspection | Width | Default | 3.0938 | 3.1562 | in | FDA,5 |  | PDI Adhesive Tape Remover | Analytical - Box_NY_0.016UCSBS_100_4-3.125-2.375
5KS41125 | Box Inspection | Width | Default | 3.2812 | 3.3438 | in | FDA,5 |  | PDI Povidone-Iodine Swabstick (3's) Box | Analytical - Box_NY_0.016UCSBS_100_6.5-3.3125-5.8125
5OH382PD | Box Inspection | Width | Default | 9.4688 | 9.5312 | in | FDA,5 |  | PAD 11-5/8"X 9-1/2" GR-182 | Analytical - Box_50D
5BU37230 | Box Inspection | Width | Default | 3.3438 | 3.4062 | in | FDA,5 |  | Harmon Smart Values Flushable Cleans Cloth. | Analytical - Box_NY_0.018SBS_101_3.8125-3.375-2.9375
5OP308PD | Box Inspection | Width | Default | 12.2188 | 12.2812 | in | FDA,5 |  | AQUA LAYER PAD | Analytical - Box_50C
5BA922TY | Box Inspection | Width | Default | 7.9062 | 7.9688 | in | FDA,5 |  | Dove Baby Wipes Sensitive Moisture 30ct | Analytical - Box_NY_0.020SBS_105_4.5-7.9375-7.9375
5AA911TY | Box Inspection | Width | Default | 7.9062 | 7.9688 | in | FDA,5 |  | Dove Baby Wipes Rich Moisture 30ct | Analytical - Box_NY_0.020SBS_105_4.5-7.9375-7.9375
5AP227TY | Box Inspection | Width | Default | 4.9688 | 5.0312 | in | FDA,5 |  | Garnier Skin Active Tray | Analytical - Box_NY_0.020SBS_300_4.625-5-3.625
5QS324IS | Box Inspection | Width | Default | 3.2188 | 3.2812 | in | FDA,5 |  | PDI Prevantics Swabstick Insert | Analytical - Box_NY_NA50#_402_5-3.25
5PB114IS | Box Inspection | Width | Default | 3.2188 | 3.2812 | in | FDA,5 |  | PDI Prevantics Swab Insert | Analytical - Box_NY_NA50#_402_2.5-3.25
3OP197A-SU | Label Inspection | Width | TM141_TM143 | 4.4375 | 4.5625 | in | FDA,4 |  | Spunlaced Embossed Nonwoven - 900mm | Analytical - Label_NY_NP7200_6.25-4.5
5AP07530 | Box Inspection | Width | Default | 3.4062 | 3.4688 | in | FDA,5 |  | L 'Oreal Revitalift Makeup Removing Cleans Twlts. | Analytical - Box_NY_0.020BC_110_6.375-3.4375-4.75
5AP07930 | Box Inspection | Width | Default | 3.4062 | 3.4688 | in | FDA,5 |  | L 'Oreal Revitalift Makeup Removing Cleans Twlts. Canada | Analytical - Box_NY_0.020BC_110_6.375-3.4375-4.75
5AB123CP | Label Inspection | Width | TM141_TM143 | 1.8125 | 1.9375 | in | FDA,4 |  | Clear Hang Tab w/Hang Tite 203A Clear Adhesive | Analytical - Label_NY_5AB123CP_1.9375-1.875
5BJ170BT | Box Inspection | Width | Default | 1.4062 | 1.4688 | in | FDA,5 |  | Cetaphil Gentle Skin Cleansing Wipes Boot | Analytical - Box_NY_0.020SBS_306_3.3125-1.4375-2.625
5BJ324BT | Box Inspection | Width | Default | 1.4062 | 1.4688 | in | FDA,5 |  | Cetaphil Gentle Skin Cleansing Cloths Boot | Analytical - Box_NY_0.020SBS_306_3.3125-1.4375-2.625
5AU44410 | Box Inspection | Width | Default | 1.8438 | 1.9062 | in | FDA,5 |  | Prep H Totables 10ct Box | Analytical - Box_NY_0.016SBS_124_2.9375-1.875-3.8125
5AU31450 | Box Inspection | Width | Default | 3.0938 | 3.1562 | in | FDA,5 |  | Preparation H Totables Dispenser | Analytical - Box_NY_0.020SBS_169_6-3.125-5.9375
5NB10800 | Box Inspection | Width | Default | 2.2188 | 2.2812 | in | FDA,5 |  | PDI Prevantics Antiseptic Swab 100ct Box | Analytical - Box_NY_0.018SBS_100_5.125-2.25-2.09375
5BU55510 | Box Inspection | Width | Default | 1.8438 | 1.9062 | in | FDA,5 |  | Preparation H Rapid Relief w/Lidocaine Totables | Analytical - Box_NY_0.016BMPB_124_2.9375-1.875-3.8125
5AD24301 | Box Inspection | Width | Default | 2 | 2.0625 | in | FDA,5 |  | Wet Nap Antibacterial Hand Wipes - Fresh | Analytical - Box_NY_0.018SBS_107_4-2.03125-4.5
5CB51200 | Box Inspection | Width | Default | 2.7188 | 2.7812 | in | FDA,5 |  | PDI Povidone-Iodine Prep Pad | Analytical - Box_NY_0.016UCSBS_100_6.125-2.75-2.375
5AP229TY | Box Inspection | Width | Default | 3.6298 | 3.6923 | in | FDA,5 |  | Neutrogena Naturals Makeup Rmvr. Tray | Analytical - Box_NY_0.024SBS_303_8.228-3.661-6.024
5MS82125 | Box Inspection | Width | Default | 3.2812 | 3.3438 | in | FDA,5 |  | PDI Povidone-Iodine Cleansing Scrub Box. | Analytical - Box_NY_0.016UCSBS_100_6.5-3.3125-5.8125
5AH58195 | Box Inspection | Width | Default | 2.5312 | 2.5938 | in | FDA,5 |  | PDI Sani Cloth Bleach | Analytical - Box_NY_0.020SBS_127_6.25-2.5625-4.625
5GB10300 | Box Inspection | Width | Default | 2.7188 | 2.7812 | in | FDA,5 |  | PDI CHG Prep Pad Box | Analytical - Box_NY_0.016UCSBS_100_6.125-2.750-2.375
5NU87250 | Box Inspection | Width | Default | 4.3438 | 4.4062 | in | FDA,5 |  | PDI Super Sani-Cloth 50ct. Box | Analytical - Box_NY_0.024SBS_127_4.375-4.375-12
5BU62620 | Box Inspection | Width | Default | 2.9688 | 3.0312 | in | FDA,5 |  | Preparation H Rapid Relief w/Lidocaine Totables | Analytical - Box_NY_0.016BMPB_122_3.625-3-3.8125
5AD02424 | Box Inspection | Width | Default | 2 | 2.0625 | in | FDA,5 |  | Wet Nap Antibacterial Hand Wipes - Fresh | Analytical - Box_NY_0.018SBS_107_4-2.03125-4.5
5OP081BT | Box Inspection | Width | Default | 2.1562 | 2.2188 | in | FDA,5 |  | Ponds Original Fresh Twlts. | Analytical - Box_NY_0.016SBSC1S_300_3.125-2.1875-2.4375
M746S9 | Box Inspection | Width | Default | 2.1562 | 2.2188 | in | FDA,5 |  | Kirkland Naturals MX 9/100 Solo Club | Analytical - Box_NY_0.016SBSC1S_300_3.125-2.1875-2.4375
5AP21195 | Box Inspection | Width | Default | 4.4688 | 4.5312 | in | FDA,5 |  | BOX NEUT. MAKE-UP RMVR GRP 296 | Analytical - Box_01M
5PS40750 | Box Inspection | Width | Default | 2.9688 | 3.0312 | in | FDA,5 |  | PDI Prevantics Skin Swabstick 50ct Box | Analytical - Box_NY_0.018SBS_100_7.125-3-6.625
5CS42325 | Box Inspection | Width | Default | 3.2812 | 3.3438 | in | FDA,5 |  | PDI Povidone-Iodine Swabstick 3's | Analytical - Box_NY_0.016UCSBS_100_6.5-3.3125-5.8125
5KB71200 | Box Inspection | Width | Default | 2.7188 | 2.7812 | in | FDA,5 |  | PDI Nail Polish Remover Pad | Analytical - Box_NY_0.016UCSBS_100_6.125-2.75-2.375
5AU25206 | Box Inspection | Width | Default | 43.7 | 45.2 | mm | FDA,1 |  | L'Oreal Paris Sublime Bronze Self Tan Twlt | Analytical - Box_NY_0.018SBS_100_101.6-44.45-101.6
5AU54901 | Box Inspection | Width | Default | 43.7 | 45.2 | mm | FDA,1 |  | L' Oreal Paris Sublime Bronze Self Tan. Twlts. | Analytical - Box_NY_0.018SBS_100_101.6-44.45-101.6
5AU252IN | Box Inspection | Width | Default | 3.5938 | 3.6562 | in | FDA,5 |  | L' Oreal Paris Sublime Bronze Self Tan Twlts | Analytical - Box_NY_0.020TBC_123_4.09375-3.625-4.3125
5BJ123BT | Box Inspection | Width | Default | 1.4062 | 1.4688 | in | FDA,5 |  | Cetaphil Gentle Skin Cleansing Cloths Boot | Analytical - Box_NY_0.020SBS_306_3.3125-1.4375-2.625
5AJ130BT | Box Inspection | Width | Default | 1.4062 | 1.4688 | in | FDA,5 |  | Cetaphil Gentle Skin Cleansing Cloths Boot | Analytical - Box_NY_0.020SBS_306_3.3125-1.4375-2.625
5NB40600 | Box Inspection | Width | Default | 2.2188 | 2.2812 | in | FDA,5 |  | PDI Povidone Iodine Prep Med | Analytical - Box_NY_0.016UCSBS_100_5.125-2.25-2.09375
5BU252IN | Box Inspection | Width | Default | 3.5938 | 3.6562 | in | FDA,5 |  | L' Oreal Paris Sublime Bronze Self Tan. Twlts. | Analytical - Box_NY_0.020TBC_123_4.09375-3.625-4.3125
5QS428IS | Box Inspection | Width | Default | 3.2188 | 3.2812 | in | FDA,5 |  | PDI Prevantics Swabstick Insert | Analytical - Box_NY_NA50#_402_5-3.25
5DA941TY | Box Inspection | Width | Default | 6.2188 | 6.2812 | in | FDA,5 |  | Target Up & Up Extra Large Cleans. Washcloths | Analytical - Box_NY_0.024WCK_111_5.25-6.25-8.625/3.5
5CC80100 | Box Inspection | Width | Default | 1.7188 | 1.7812 | in | FDA,5 |  | Philips Sali-Wipes Sterile saline Wipes. | Analytical - Box_NY_0.016UCSBS_100_5.0625-1.75-3.0625
5EH21724 | Box Inspection | Width | Default | 2 | 2.0625 | in | FDA,5 |  | Safeway Care Instant Hand Sanitizer Wipes | Analytical - Box_NY_0.018SBS_107_4-2.03125-4.5
5OP092PB | Box Inspection | Width | Default | 13.1875 | 13.8125 | in | FDA,5 |  | Poly Bag w/fold over top on 2" wicket | Analytical - Box_NY_LDPE_407_13.5-6.5-6-4
5MS48050 | Box Inspection | Width | Default | 3.2812 | 3.3438 | in | FDA,5 |  | PDI Providone-Iodine Cleansing Scrub Box | Analytical - Box_NY_0.016UCSBS_100_6.5-3.125-5.8125
5HB59800 | Box Inspection | Width | Default | 2.7188 | 2.7812 | in | FDA,5 |  | PDI Electrode Prep Pad | Analytical - Box_NY_0.016UCSBS_100_6.125-2.75-2.375
5QS41950 | Box Inspection | Width | Default | 4.0938 | 4.1562 | in | FDA,5 |  | PDI Prevantics Maxi Swabstick Box | Analytical - Box_NY_0.018SBS_100_6.625-4.125-8.125
5CA284TR | Box Inspection | Width | Default | 5.2812 | 5.3438 | in | FDA,5 |  | Preparation H 48ct | Analytical - Box_NY_0.018SBS_111_6-5.3125-3.6875
5OP073BT | Box Inspection | Width | Default | 2.1562 | 2.2188 | in | FDA,5 |  | Ponds Luminous Clean Twlts. | Analytical - Box_NY_0.016SBSC1S_300_3.125-2.1875-2.4375
5AU57314 | Box Inspection | Width | Default | 2.4688 | 2.5312 | in | FDA,5 |  | Summer's Eve Fresh Cycle Cleansing Cloths | Analytical - Box_NY_0.016CCSBS_100_3-2.5-4
5CS42050 | Box Inspection | Width | Default | 3.2812 | 3.3438 | in | FDA,5 |  | PDI Povidone-Iodine Scrub 1's CDA | Analytical - Box_NY_0.016UCSBS_100_6.5-3.3125-5.8125
5AA347BT | Box Inspection | Width | Default | 1.2817 | 1.3442 | in | FDA,5 |  | Summer's Eve Fresh Cycle Cleansing Cloths | Analytical - Box_NY_0.020SBS_300_3.375-1.313-2.625
5CU252IN | Box Inspection | Width | Default | 3.5938 | 3.6562 | in | FDA,5 |  | L'Oreal Paris Sublime Bronze Self Tan Twlt | Analytical - Box_NY_0.020TBC_123_4.09375-3.625-4.3125
5AA404S48 | Box Inspection | Width | Default | 3.6562 | 3.7188 | in | FDA,5 |  | Preparation H Medicated Wipes 48ct Box - NY | Analytical - Box_NY_0.018SBS_100_7.1875-3.6875-6.0625
5AA404S48 | Box Inspection | Width | Default | 5.8438 | 5.9062 | in | FDA,5 |  | Preparation H Medicated Wipes 48ct Box - NY | Analytical - Box_NY_0.018SBS_111_6-5.875-3.625
5AA540S48 | Box Inspection | Width | Default | 5.8438 | 5.9062 | in | FDA,5 |  | Preparation H Medicated Wipes Box | Analytical - Box_NY_0.018SBS_111_6-5.875-3.625
5AA540S48 | Box Inspection | Width | Default | 3.6562 | 3.7188 | in | FDA,5 |  | Preparation H Medicated Wipes Box | Analytical - Box_NY_0.018SBS_100_7.1875-3.6875-6.0625
5DH12824 | Box Inspection | Width | Default | 2.0938 | 2.1562 | in | FDA,5 |  | CVS Health Instant Hand Sanitizer Wipes | Analytical - Box_NY_0.018SBS_100_4-2.125-6.125
5OP205BT | Box Inspection | Width | Default | 2.1562 | 2.2188 | in | FDA,5 |  | Ponds Exfoliating Renewal Twlts. | Analytical - Box_NY_0.016SBSC1S_300_3.18-2.1875-2.4375
5OP092BT | Box Inspection | Width | Default | 1.4062 | 1.4688 | in | FDA,5 |  | Ponds Original Fresh 15ct Twlts. | Analytical - Box_NY_0.016SBSC1S_300_3.18-1.4375-2.6875
5HC12400 | Box Inspection | Width | Default | 4.2188 | 4.2812 | in | FDA,5 |  | PDI Povidone-Iodine Prep Pad | Analytical - Box_NY_0.016UCSBS_100_5.0625-4.25-3.0625
5BU44410 | Box Inspection | Width | Default | 1.8438 | 1.9062 | in | FDA,5 |  | Prep H Totables 10ct Box | Analytical - Box_NY_0.016SBS_124_2.9375-1.875-3.8125
5FB47000 | Box Inspection | Width | Default | 2.7188 | 2.7812 | in | FDA,5 |  | PDI Io-Gone Iodine Remover Pad | Analytical - Box_NY_0.016UCSBS_100_6.125-2.75-2.375
5BU27500 | Box Inspection | Width | Default | 4.3594 | 4.4219 | in | FDA,5 |  | PDI Sani-Cloth AF3 Box | Analytical - Box_NY_0.024SBS_102_4.3906-4.3906-12
5BA617S96 | Box Inspection | Width | Default | 3.8438 | 3.9062 | in | FDA,5 |  | Preparation H Medicated Wipes 96ct Box | Analytical - Box_NY_0.018SBS_47B_3.625-3.875-6
8AA654SI | Label Inspection | Width | TM141_TM143 | 2.5 | 2.625 | in | FDA,3 |  | LBL Remove Completely Label | Analytical - Label_A10
8AA654SI | Label Inspection | Width | TM141_TM143 | 2.5 | 2.625 | in | FDA,3 |  | LBL Remove Completely Label | Analytical - Label_NY_Skip lot testing
8AA70900 | Label Inspection | Width | TM141_TM143 | 4.5625 | 4.6875 | in | FDA,4 |  | Preparation H Medicated Wipes for Women | Analytical - Label_NY_NP9990_2.5-4.625
8AP02700RF | Label Inspection | Width | TM141_TM143 | 83.4125 | 86.5875 | mm | FDA,4 |  | Neutrogena Deep Clean Oil Free Makeup Rmvr | Analytical - Label_NY_NP9815_73-85
8AP13800 | Label Inspection | Width | TM141_TM143 | 3.9375 | 4.0625 | in | FDA,4 |  | PDI Sani Cloth AF3 Front Label | Analytical - Label_NY_NP7200_6.25-4
8AP21100A | Label Inspection | Width | TM141_TM143 | 71.4125 | 74.5875 | mm | FDA,4 |  | Neutrogena makeup Remover Cleans Twlts | Analytical - Label_NY_NP9890_85-73
8AP22800 | Label Inspection | Width | TM141_TM143 | 6.4375 | 6.5625 | in | FDA,4 |  | Sani pro - Sani Cloth Disinfecting Multi-surface Wipes | Analytical - Label_NY_NP7200_5.8125-6.5
8AP24200 | Label Inspection | Width | TM141_TM143 | 6.4375 | 6.5625 | in | FDA,4 |  | Sani-Cloth Prime Extra Large Wipe | Analytical - Label_NY_NP7200_5.8125-6.5
5QS273IS | Box Inspection | Width | Default | 3.2188 | 3.2812 | in | FDA,5 |  | PDI Prevantics Swabstick Insert | Analytical - Box_NY_NA50#_402_5-3.25
8AP25300 | Label Inspection | Width | TM141_TM143 | 4.4375 | 4.5625 | in | FDA,4 |  | PDI Sani Cloth Prime Front Label | Analytical - Label_NY_NP7200_6.25-4.5
8AP25301 | Label Inspection | Width | TM141_TM143 | 4.4375 | 4.5625 | in | FDA,4 |  | PDI Sani Cloth Prime Back Label | Analytical - Label_NY_NP7200_6.25-4.5
8AP32800 | Label Inspection | Width | TM141_TM143 | 83.4125 | 86.5875 | mm | FDA,4 |  | Neutrogena Oil-Free Cleansing Wipes | Analytical - Label_NY_NP98372_73-85
8AP33700 | Label Inspection | Width | TM141_TM143 | 83.4125 | 86.5875 | mm | FDA,4 |  | Neutrogena Deep Clean MUR Wipes Reseal | Analytical - Label_NY_NP9815_73-85
8AP34500A | Label Inspection | Width | TM141_TM143 | 2.2812 | 2.4062 | in | FDA,4 |  | Avon Makeup Remover Wipes Reseal. | Analytical - Label_NY_NP9800_3.375-2.3437
8AP52000 | Label Inspection | Width | TM141_TM143 | 6.1875 | 6.3125 | in | FDA,4 |  | Henry Schein Maxi Wipe 65ct | Analytical - Label_NY_Skip lot testing
8AP52001 | Label Inspection | Width | TM141_TM143 | 6.1875 | 6.3125 | in | FDA,4 |  | LBL HENRY SCHEIN MAXI WIPE | Analytical - Label_NY_Skip lot testing
8AP520CK | Label Inspection | Width | TM141_TM143 | 6.9375 | 7.0625 | in | FDA,4 |  | Henry Schein Maxi Wipe | Analytical - Label_NY_Skip lot testing
5KH04095 | Box Inspection | Width | Default | 2.5312 | 2.5938 | in | FDA,5 |  | PDI Super Sani-Cloth 50ct. Box | Analytical - Box_NY_0.020SBS_127_6.25-2.5625-4.625
8AP56701 | Label Inspection | Width | TM141_TM143 | 6.4375 | 6.5625 | in | FDA,4 |  | Sani Professional No Rinse Sanitizing Multi-Surface Wipes | Analytical - Label_NY_NP7200_5.8125-6.5
8AP60100RF | Label Inspection | Width | TM141_TM143 | 83.4125 | 86.5875 | mm | FDA,4 |  | Neutrogena makeup Remover Cleans Twlts | Analytical - Label_NY_NP9890_73-85
8AP63800 | Label Inspection | Width | TM141_TM143 | 6.4375 | 6.5625 | in | FDA,4 |  | PDI Sani Cloth AF3 65ct | Analytical - Label_NY_NP7200_5.8125-6.5
8AP66701 | Label Inspection | Width | TM141_TM143 | 6.4375 | 6.5625 | in | FDA,4 |  | Sani Professional No Rinse Sanitizing Multi-Surface Wipes | Analytical - Label_NY_NP7200_5.8125-6.5
8AP713RSL | Label Inspection | Width | TM141_TM143 | 2.2812 | 2.4062 | in | FDA,4 |  | Cetaphil Gentle Skin Cleansing Cloths Reseal | Analytical - Label_NY_NP9800_3.375-2.3437
5NS23125 | Box Inspection | Width | Default | 3.2812 | 3.3438 | in | FDA,5 |  | PDI Duo-Swab Povidone-Iodine 25ct Box | Analytical - Box_NY_0.016UCSBS_100_6.5-3.3125-5.8125
8AU120CK | Label Inspection | Width | TM141_TM143 | 3.9375 | 4.0625 | in | FDA,4 |  | PDI Hygea Personal Cleansing Washcloths | Analytical - Label_NY_NP7030_6-4
8BA70900 | Label Inspection | Width | TM141_TM143 | 4.5625 | 4.6875 | in | FDA,4 |  | Preparation H Medicated Hemorrhoidal Wipes for Women | Analytical - Label_NY_NP9990_2.5-4.625
8BB196CK | Label Inspection | Width | TM141_TM143 | 4.9375 | 5.0625 | in | FDA,4 |  | PDI Prevantics Device Swab Case label | Analytical - Label_NY_NP7030_6-5
5BA735TY | Box Inspection | Width | Default | 7.9062 | 7.9688 | in | FDA,5 |  | Dove Baby Wipes Sensitive Moisture 30ct | Analytical - Box_NY_0.020SBS_105_4.5-7.9375-7.9375
8BB470CK | Label Inspection | Width | TM141_TM143 | 3.9375 | 4.0625 | in | FDA,4 |  | PDI Io-Gone Iodine Remover Pad | Analytical - Label_NY_NP7030_6-4
8BP12801 | Label Inspection | Width | TM141_TM143 | 3.9375 | 4.0625 | in | FDA,4 |  | PDI Sani Hands Sanitizing Wipes | Analytical - Label_NY_NP7200_4.5-4
8BP128CK | Label Inspection | Width | TM141_TM143 | 2.5625 | 2.6875 | in | FDA,4 |  | PDI Sani Hands Sanitizing Wipes Case Label | Analytical - Label_NY_NP7030_9-2.625
8BP13800 | Label Inspection | Width | TM141_TM143 | 4.4375 | 4.5625 | in | FDA,4 |  | PDI Sani Cloth AF3 Large Front Label | Analytical - Label_NY_NP7200_6.25-4.5
8BP13801 | Label Inspection | Width | TM141_TM143 | 3.9375 | 4.0625 | in | FDA,4 |  | PDI Sani Cloth AF3 Back Label | Analytical - Label_NY_NP7200_6.25-4
8BP22801 | Label Inspection | Width | TM141_TM143 | 6.4375 | 6.5625 | in | FDA,4 |  | Sani Professional Sani Wipe Back Label. | Analytical - Label_NY_NP7200_5.8125-6.5
8BP25300 | Label Inspection | Width | TM141_TM143 | 4.4375 | 4.5625 | in | FDA,4 |  | PDI Sani Cloth Prime Front Label | Analytical - Label_NY_NP7200_6.25-4.5
8BP28400 | Label Inspection | Width | TM141_TM143 | 83.4125 | 86.5875 | mm | FDA,4 |  | Neutrogena Oil-Free Cleansing Wipes | Analytical - Label_NY_NP98372_73-85
8BP54001 | Label Inspection | Width | TM141_TM143 | 3.6875 | 3.8125 | in | FDA,4 |  | PDI Sani Cloth Bleach 75ct | Analytical - Label_NY_Skip lot testing
8BQ76500 | Label Inspection | Width | TM141_TM143 | 3.6875 | 3.8125 | in | FDA,4 |  | PDI Sani Hands Hand Sanitizing Wipes | Analytical - Label_NY_NP7200_6-3.75
8BQ76501 | Label Inspection | Width | TM141_TM143 | 5.9375 | 6.0625 | in | FDA,4 |  | PDI Sani-Hands Hand Sanitizing Wipes CDA | Analytical - Label_NY_NP7200_3.75-6
8BS423CL | Label Inspection | Width | TM141_TM143 | 4.9375 | 5.0625 | in | FDA,4 |  | PDI Povidone-Iodine Swabstick 3's | Analytical - Label_NY_NP7030_6-5
5EH21130 | Box Inspection | Width | Default | 2.3438 | 2.4062 | in | FDA,5 |  | CVS Total Home Antibac. Wipes 30ct Box | Analytical - Box_NY_0.016SBS_100_4.75-2.375-3.25
8CH128CK | Label Inspection | Width | TM141_TM143 | 2.5625 | 2.6875 | in | FDA,4 |  | CVS Hand Sanitizer Wipes Packet | Analytical - Label_NY_NP7030_9-2.625
5FD41900 | Box Inspection | Width | Default | 2.2812 | 2.3438 | in | FDA,5 |  | PDI Castile Soap Towelette Box | Analytical - Box_NY_0.016UCSBS_100_6.5-2.3125-6.0625
8CH211CK | Label Inspection | Width | TM141_TM143 | 2.5625 | 2.6875 | in | FDA,4 |  | CVS pharmacy Total Home Antibac. Moist Wipes | Analytical - Label_A12
8CP12800 | Label Inspection | Width | TM141_TM143 | 3.9375 | 4.0625 | in | FDA,4 |  | PDI Sani Hands Sanitizing Wipes | Analytical - Label_NY_NP7200_4.5-4
8CP13400 | Label Inspection | Width | TM141_TM143 | 3.9375 | 4.0625 | in | FDA,4 |  | PDI Sani-Hands 135ct Front Label | Analytical - Label_NY_Skip lot testing
8CP13400 | Label Inspection | Width | TM141_TM143 | 3.9375 | 4.0625 | in | FDA,4 |  | PDI Sani-Hands 135ct Front Label | Analytical - Label_NY_NP7100_4.5-4
8CP13801 | Label Inspection | Width | TM141_TM143 | 4.4375 | 4.5625 | in | FDA,4 |  | PDI Sani Cloth AF3 Back Label | Analytical - Label_NY_NP7200_6.25-4.5
5HB59800 | Box Inspection | Width | Default | 11.6875 | 12.3125 | in | FDA,5 |  | PDI Electrode Prep Pad | Analytical - Box_NY_0.0018LDPE_407_12-5.5-5-4
5OP624PB | Box Inspection | Width | Default | 2.7188 | 2.7812 | in | FDA,5 |  | Poly Bag w/fold over top on 2" wicket | Analytical - Box_NY_0.016UCSBS_100_6.125-2.75-2.375
5OP624PB | Box Inspection | Width | Default | 11.6875 | 12.3125 | in | FDA,5 |  | Poly Bag w/fold over top on 2" wicket | Analytical - Box_NY_0.0018LDPE_407_12-5.5-5-4
8CP15900 | Label Inspection | Width | TM141_TM143 | 3.6875 | 3.8125 | in | FDA,4 |  | PDI Sani-Hands 220ct Front Label | Analytical - Label_NY_NP7100/NP7200_6-3.75
8CP44500 | Label Inspection | Width | TM141_TM143 | 6.4375 | 6.5625 | in | FDA,4 |  | Sani Professional Sani Hands Antibac. Wipes | Analytical - Label_NY_NP7200_5.8125-6.5
5BU19101 | Box Inspection | Width | Default | 2.9688 | 3.0312 | in | FDA,5 |  | Cetaphil Gentle Skin Cleans. Cloths Dispenser | Analytical - Box_NY_0.020SBS_129_5.75-3-3.875
8CP63801 | Label Inspection | Width | TM141_TM143 | 3.6875 | 3.8125 | in | FDA,4 |  | PDI Sani Cloth AF3 65ct | Analytical - Label_A20
8CP63801 | Label Inspection | Width | TM141_TM143 | 6.4375 | 6.5625 | in | FDA,4 |  | PDI Sani Cloth AF3 65ct | Analytical - Label_NY_NP7200_5.8125-6.5
8CP68301 | Label Inspection | Width | TM141_TM143 | 6.4375 | 6.5625 | in | FDA,4 |  | LBL HENRY SCHEIN MAXI 160 CAN BACK NP7100 | Analytical - Label_NY_NP7200_5.8125-6.5
8CP68301 | Label Inspection | Width | TM141_TM143 | 3.6875 | 3.8125 | in | FDA,4 |  | LBL HENRY SCHEIN MAXI 160 CAN BACK NP7100 | Analytical - Label_A20
8DP13401 | Label Inspection | Width | TM141_TM143 | 3.9375 | 4.0625 | in | FDA,4 |  | PDI Sani-Hands 135ct Back Label | Analytical - Label_NY_NP7200_4.5-4
8DP43500 | Label Inspection | Width | TM141_TM143 | 4.4375 | 4.5625 | in | FDA,4 |  | Sani Professional Sani Hands 150ct | Analytical - Label_NY_NP7200_4-4.5
8DP54000 | Label Inspection | Width | TM141_TM143 | 3.6875 | 3.8125 | in | FDA,4 |  | PDI Sani Cloth Bleach 75ct | Analytical - Label_NY_Skip lot testing
8DP92000 | Label Inspection | Width | TM141_TM143 | 5.75 | 5.875 | in | FDA,4 |  | Sani Professional Sani-Hands 300ct | Analytical - Label_NY_NP7200_6.5-5.8125
8DQ85400 | Label Inspection | Width | TM141_TM143 | 6.1875 | 6.3125 | in | FDA,4 |  | LBL PDI SANI CLOTH HB 65CT CAN FRT NP7100 | Analytical - Label_A41
8DQ85401 | Label Inspection | Width | TM141_TM143 | 6.1875 | 6.3125 | in | FDA,4 |  | LBL PDI SANI CLOTH HB 65CT CAN BCK NP7100 | Analytical - Label_A41
8DQ85900 | Label Inspection | Width | TM141_TM143 | 6.1875 | 6.3125 | in | FDA,4 |  | PDI Sani Cloth Plus | Analytical - Label_NY_NP7200_5.5625-6.25
8DQ85901 | Label Inspection | Width | TM141_TM143 | 6.1875 | 6.3125 | in | FDA,4 |  | PDI Sani Cloth Plus 65ct Canada | Analytical - Label_NY_NP7200_5.5625-6.25
8DQ91401 | Label Inspection | Width | TM141_TM143 | 4.4375 | 4.5625 | in | FDA,4 |  | Ecolab Asepti-Wipe II 180ct | Analytical - Label_NY_NP7200_6.25-4.5
8DQ914SL | Label Inspection | Width | TM141_TM143 | 6.9375 | 7.0625 | in | FDA,4 |  | Ecolab Asepti-Wipe II Case Label | Analytical - Label_NY_NP7030_9-7
5BU71230 | Box Inspection | Width | Default | 2.9688 | 3.0312 | in | FDA,5 |  | Preparation H Rapid Relief Totables w/Lidocaine | Analytical - Box_NY_0.018SBS_122_4.6875-3-3.8125
8EP15901 | Label Inspection | Width | TM141_TM143 | 3.9375 | 4.0625 | in | FDA,4 |  | PDI Sani-Hands 220ct Back Label | Analytical - Label_NY_NP7200_6.25-4
8EP43501 | Label Inspection | Width | TM141_TM143 | 4.4375 | 4.5625 | in | FDA,4 |  | Sani Professional Sani Hands 150ct | Analytical - Label_NY_NP7200_4-4.5
8EP44501 | Label Inspection | Width | TM141_TM143 | 6.4375 | 6.5625 | in | FDA,4 |  | Sani Professional Sani Hands Antibac. Wipes | Analytical - Label_NY_NP7200_5.8125-6.5
8EP68300 | Label Inspection | Width | TM141_TM143 | 4.4375 | 4.5625 | in | FDA,4 |  | Henry Schein Maxi Wipe 160ct. | Analytical - Label_NY_NP7200_6.25-4.5
8EP68301 | Label Inspection | Width | TM141_TM143 | 4.4375 | 4.5625 | in | FDA,4 |  | Henry Schein Maxi Wipe 160ct. | Analytical - Label_NY_NP7200_6.25-4.5
8EP92001 | Label Inspection | Width | TM141_TM143 | 5.75 | 5.875 | in | FDA,4 |  | Sani Professional Sani-Hands 300ct | Analytical - Label_NY_NP7200_6.5-5.8125
8EQ90100 | Label Inspection | Width | TM141_TM143 | 4.4375 | 4.5625 | in | FDA,4 |  | Sani-Cloth Plus 160ct. Canada | Analytical - Label_NY_NP7200_6.25-4.5
8EQ901CK | Label Inspection | Width | TM141_TM143 | 6.9375 | 7.0625 | in | FDA,4 |  | PDI Sani Cloth Plus 160ct Canada cs Label | Analytical - Label_NY_NP7030_9-7
8FQ08400 | Label Inspection | Width | TM141_TM143 | 4.4375 | 4.5625 | in | FDA,4 |  | PDI Sani Cloth HB 160ct | Analytical - Label_NY_NP7200_6.25-4.5
8FQ08401 | Label Inspection | Width | TM141_TM143 | 4.4375 | 4.5625 | in | FDA,4 |  | PDI Sani Cloth HB 160ct | Analytical - Label_NY_NP7200_6.25-4.5
8FQ85000 | Label Inspection | Width | TM141_TM143 | 6.1875 | 6.3125 | in | FDA,4 |  | PDI Sani Cloth Plus 65ct | Analytical - Label_NY_NP7200_5.5625-6.25
8FQ859CK | Label Inspection | Width | TM141_TM143 | 6.9375 | 7.0625 | in | FDA,4 |  | PDI Sani Cloth Plus 65ct Canada | Analytical - Label_NY_NP7030_9-7
8FQ90101 | Label Inspection | Width | TM141_TM143 | 3.6875 | 3.8125 | in | FDA,4 |  | PDI Sani Cloth Plus 160ct Canada | Analytical - Label_NY_NP7200_6-3.75
8FQ91400 | Label Inspection | Width | TM141_TM143 | 4.4375 | 4.5625 | in | FDA,4 |  | Ecolab Asepti-Wipe II 180ct | Analytical - Label_NY_NP7200_6.25-4.5
8GQ90101 | Label Inspection | Width | TM141_TM143 | 4.4375 | 4.5625 | in | FDA,4 |  | Sani-Cloth Plus 160ct. Canada | Analytical - Label_NY_NP7200_6.25-4.5
8HQ50701 | Label Inspection | Width | TM141_TM143 | 4.4375 | 4.5625 | in | FDA,4 |  | Crosstex Sanitex Plus 160ct | Analytical - Label_NY_NP7200_6.25-4.5
8HQ86900 | Label Inspection | Width | TM141_TM143 | 5.75 | 5.875 | in | FDA,4 |  | PDI Super Sani Cloth 65ct | Analytical - Label_NY_NP7200_6.5-5.8125
5AH45016 | Box Inspection | Width | Default | 1.9688 | 2.0312 | in | FDA,5 |  | CVS Health Cleansing Cloths 16ct Box | Analytical - Box_NY_0.018SBS_101_3.875-2-3.5
8IQ50700 | Label Inspection | Width | TM141_TM143 | 4.4375 | 4.5625 | in | FDA,4 |  | Crosstex Sanitex PLUS 160ct | Analytical - Label_NY_NP7200_6.25-4.5
8JQ86901 | Label Inspection | Width | TM141_TM143 | 5.75 | 5.875 | in | FDA,4 |  | PDI Super Sani Cloth XL 65ct | Analytical - Label_NY_NP7200_6.5-5.8125
8JQ89000 | Label Inspection | Width | TM141_TM143 | 4.4375 | 4.5625 | in | FDA,4 |  | Sani-Cloth Plus 160 ct front | Analytical - Label_NY_NP7200_6.25-4.5
8KQ89001 | Label Inspection | Width | TM141_TM143 | 4.4375 | 4.5625 | in | FDA,4 |  | PDI Sani-Cloth Plus Back | Analytical - Label_NY_NP7200_6.25-4.5
5HD74800 | Box Inspection | Width | Default | 2.2812 | 2.3438 | in | FDA,5 |  | PDI Obstetrical Towelette | Analytical - Box_NY_0.016UCSBS_100_6.5-2.3125-6.0625
8LQ55101 | Label Inspection | Width | TM141_TM143 | 3.9375 | 4.0625 | in | FDA,4 |  | PDI Super Sani Cloth 160ct. | Analytical - Label_NY_NP7200_6.25-4
8MB10800 | Label Inspection | Width | TM141_TM143 | 4.9375 | 5.0625 | in | FDA,4 |  | PDI Prevantics Swab Case Label | Analytical - Label_NY_NP7030_6-5
8MQ55100 | Label Inspection | Width | TM141_TM143 | 4.4375 | 4.5625 | in | FDA,4 |  | PDI Super Sani Cloth 160ct. | Analytical - Label_NY_NP7200_6.25-4.5
5PB10800 | Box Inspection | Width | Default | 2.2188 | 2.2812 | in | FDA,5 |  | PDI Prevantics Antiseptic Swab 100ct Box | Analytical - Box_NY_0.018SBS_100_5.125-2.25-2.09375
5OP067BT | Box Inspection | Width | Default | 2.1562 | 2.2188 | in | FDA,5 |  | Ponds Original Fresh Twlts. 28ct - Canada | Analytical - Box_NY_0.016SBSC1S_300_3.18-2.1875-2.4375
8MQ55101 | Label Inspection | Width | TM141_TM143 | 4.4375 | 4.5625 | in | FDA,4 |  | PDI Super Sani Cloth 160ct. | Analytical - Label_NY_NP7200_6.25-4.5
8NB10800 | Label Inspection | Width | TM141_TM143 | 4.9375 | 5.0625 | in | FDA,4 |  | PDI Prevantics Swab Case Label | Analytical - Label_NY_NP7030_6-5
8NS40750 | Label Inspection | Width | TM141_TM143 | 4.9375 | 5.0625 | in | FDA,4 |  | PDI Prevantics Swabstick Case Label | Analytical - Label_NY_NP7030_6-5
8NS41950 | Label Inspection | Width | TM141_TM143 | 4.9375 | 5.0625 | in | FDA,4 |  | PDI Prevantics Maxi Swabstick Case Label | Analytical - Label_NY_NP7030_6-5
8OA407SI | Label Inspection | Width | TM141_TM143 | 2.5 | 2.625 | in | FDA,3 |  | Feminine Hygiene Solo Lid Inner Label | Analytical - Label_A10
8OB123CK | Label Inspection | Width | TM141_TM143 | 4.9375 | 5.0625 | in | FDA,4 |  | PDI Prevantics Device Swab Case label | Analytical - Label_NY_NP7030_6-5
8OD024CK | Label Inspection | Width | TM141_TM143 | 2.5625 | 2.6875 | in | FDA,4 |  | Wet Nap 24ct. Fresh Antibacterial Hand Wipes Cs. Lbl | Analytical - Label_NY_NP7030_9-2.625
8OD243CK | Label Inspection | Width | TM141_TM143 | 2.5625 | 2.6875 | in | FDA,4 |  | Wet-Nap Fresh Antibacterial Hand Wipes | Analytical - Label_NY_NP7030_9-2.625
8OH217UP | Label Inspection | Width | TM141_TM143 | 3.9375 | 4.0625 | in | FDA,4 |  | LBL SAFEWAY H.S. WPS. CS LBL | Analytical - Label_A25
8OH450CK | Label Inspection | Width | TM141_TM143 | 2.5625 | 2.6875 | in | FDA,4 |  | CVS Cleansing Cloths for Sensitive Skin | Analytical - Label_NY_NP7030_9-2.625
8OJ22750 | Label Inspection | Width | TM141_TM143 | 2.5625 | 2.6875 | in | FDA,4 |  | LBL PDI HYGEA MULTI PURPOSE NP9800 | Analytical - Label_A11
8OP03700 | Label Inspection | Width | TM141_TM143 | 73.4125 | 76.5875 | mm | FDA,4 |  | Simple Sensitive Skin Experts Cleans. Facial Wipes 25ct US | Analytical - Label_NY_NP9840_87-75
8OP06300 | Label Inspection | Width | TM141_TM143 | 73.4125 | 76.5875 | mm | FDA,4 |  | Simple Sensitive Skin Experts Cleans facial Wipes 25ct Canada | Analytical - Label_NY_NP9840_87-75
8OP065RSL | Label Inspection | Width | TM141_TM143 | 3.3125 | 3.4375 | in | FDA,4 |  | Ponds Evening Soothe Twlts. | Analytical - Label_NY_NP9995_2.625-3.375
8OP067RSL | Label Inspection | Width | TM141_TM143 | 3.3125 | 3.4375 | in | FDA,4 |  | Ponds Original Fresh Reseal. Label | Analytical - Label_NY_NP9995_2.625-3.375
8OP07200 | Label Inspection | Width | TM141_TM143 | 73.4125 | 76.5875 | mm | FDA,4 |  | Simple Sensitive Skin Experts Cleans. Facial Wipes 7ct Canada | Analytical - Label_NY_NP9840_87-75
8OP073RSL | Label Inspection | Width | TM141_TM143 | 3.3125 | 3.4375 | in | FDA,4 |  | Ponds Luminous Clean Twlts. | Analytical - Label_NY_NP9995_2.625-3.375
8OP081RSL | Label Inspection | Width | TM141_TM143 | 3.3125 | 3.4375 | in | FDA,4 |  | Ponds Original Fresh Twlts. | Analytical - Label_NY_NP9995_2.625-3.375
8OP08700 | Label Inspection | Width | TM141_TM143 | 2.5625 | 2.6875 | in | FDA,4 |  | Cetaphil Gentle Makeup Removing Wipes | Analytical - Label_NY_NP9800_3.375-2.625
8OP09100 | Label Inspection | Width | TM141_TM143 | 2.5625 | 2.6875 | in | FDA,4 |  | Cetaphil Gentle Makeup Removing Wipes | Analytical - Label_NY_NP9991_3.375-2.625
8OP09300 | Label Inspection | Width | TM141_TM143 | 2.9375 | 3.0625 | in | FDA,4 |  | Noxzema Ultimate Clear Anti-Blemish Pads -Front | Analytical - Label_NY_NP7110_2.55-3
5QB114IS | Box Inspection | Width | Default | 3.2188 | 3.2812 | in | FDA,5 |  | PDI Prevantics Swab Insert | Analytical - Box_NY_NA50#_402_2.5-3.25
5BH59200 | Box Inspection | Width | Default | 2.5312 | 2.5938 | in | FDA,5 |  | Sani-Cloth AF3 | Analytical - Box_NY_0.020SBS_127_6.25-2.5625-4.625
8OP09301 | Label Inspection | Width | TM141_TM143 | 4.9375 | 5.0625 | in | FDA,4 |  | Noxzema Ultimate Clear Anti-Blemish Pads -Back | Analytical - Label_NY_NP7110_2.55-5
8OP19500 | Label Inspection | Width | TM141_TM143 | 73.4125 | 76.5875 | mm | FDA,4 |  | Simple Sensitive Skin Experts Micellar Cleansing Wipes 25ct | Analytical - Label_NY_NP9840_87-75
8OP205RSL | Label Inspection | Width | TM141_TM143 | 3.3125 | 3.4375 | in | FDA,4 |  | Ponds Exfoliating Renewal Twlts. | Analytical - Label_NY_NP9995_2.625-3.375
8OP214RSL | Label Inspection | Width | TM141_TM143 | 2.5625 | 2.6875 | in | FDA,4 |  | Proactiv Cleansing Wipes 25ct. | Analytical - Label_NY_NP9991_3.375-2.625
8OP223RSL | Label Inspection | Width | TM141_TM143 | 73.4125 | 76.5875 | mm | FDA,4 |  | Simple Sensitive Skin Experts Cleans. Facial Wipes 25ct | Analytical - Label_NY_NP9840_87-75
8OP227RSL | Label Inspection | Width | TM141_TM143 | 3.3125 | 3.4375 | in | FDA,4 |  | LBL Rigid L' Oreal CCL NP9997 | Analytical - Label_NY_NP9997_2.625-3.375
8OP22900RF | Label Inspection | Width | TM141_TM143 | 59.4125 | 62.5875 | mm | FDA,4 |  | Neutrogena Naturals Purifying Makeup Remover | Analytical - Label_NY_NP98371_78-61
8OP24200 | Label Inspection | Width | TM141_TM143 | 6.4375 | 6.5625 | in | FDA,4 |  | Sani-Cloth Prime Extra Large Wipe | Analytical - Label_NY_NP7200_5.8125-6.5
8OP24201 | Label Inspection | Width | TM141_TM143 | 6.4375 | 6.5625 | in | FDA,4 |  | Sani-Cloth Prime Extra Large Wipe | Analytical - Label_NY_NP7200_5.8125-6.5
8OP25301 | Label Inspection | Width | TM141_TM143 | 3.9375 | 4.0625 | in | FDA,4 |  | PDI Sani Cloth Prime Back Label | Analytical - Label_NY_NP7200_6.25-4
8OP25700 | Label Inspection | Width | TM141_TM143 | 6.1875 | 6.3125 | in | FDA,4 |  | PDI Sani Cloth Bleach 65ct. | Analytical - Label_A41
8OP25701 | Label Inspection | Width | TM141_TM143 | 6.1875 | 6.3125 | in | FDA,4 |  | PDI Sani Cloth Bleach 65ct. | Analytical - Label_A41
8OP260RSL | Label Inspection | Width | TM141_TM143 | 2.2812 | 2.4062 | in | FDA,4 |  | Avon ANEW Clean Facial Cleans. Wipes Reseal. | Analytical - Label_NY_NP7700_3.375-2.3437
8OP26300 | Label Inspection | Width | TM141_TM143 | 5.75 | 5.875 | in | FDA,4 |  | Ecolab Eco-Wipe Duo | Analytical - Label_NY_NP7200_6.5-5.8125
8OP26301 | Label Inspection | Width | TM141_TM143 | 5.75 | 5.875 | in | FDA,4 |  | Ecolab Eco-Wipe Duo | Analytical - Label_NY_NP7200_6.5-5.8125
8OP263CK | Label Inspection | Width | TM141_TM143 | 6.4375 | 6.5625 | in | FDA,4 |  | Ecolab Eco-Wipe Duo Case Label | Analytical - Label_NY_NP7030_8.5-6.5
8OP27200 | Label Inspection | Width | TM141_TM143 | 6.4375 | 6.5625 | in | FDA,4 |  | Eco-Wipe Duo | Analytical - Label_NY_NP7200_5.8125-6.5
8OP27201 | Label Inspection | Width | TM141_TM143 | 6.4375 | 6.5625 | in | FDA,4 |  | Eco-Wipe Duo | Analytical - Label_NY_NP7200_5.8125-6.5
8OP29400 | Label Inspection | Width | TM141_TM143 | 5.75 | 5.875 | in | FDA,4 |  | Ecolab Eco-Wipe Duo | Analytical - Label_NY_NP7200_6.5-5.8125
8OP29401 | Label Inspection | Width | TM141_TM143 | 5.75 | 5.875 | in | FDA,4 |  | Ecolab Eco-Wipe Duo | Analytical - Label_NY_NP7200_6.5-5.8125
8OP294CK | Label Inspection | Width | TM141_TM143 | 6.4375 | 6.5625 | in | FDA,4 |  | Ecolab Eco-Wipe Duo Case Label | Analytical - Label_NY_NP7030_8.5-6.5
8OP308SIRF | Label Inspection | Width | TM141_TM143 | 1.3125 | 1.4375 | in | FDA,4 |  | Remove Completely Label | Analytical - Label_NY_NP9300_2-1.375
5AU50010 | Box Inspection | Width | Default | 1.8438 | 1.9062 | in | FDA,5 |  | CVS Health Medicated Wipes to Go 10ct Box | Analytical - Box_NY_0.016SBS_124_2.9375-1.875-3.8125
5FH07050 | Box Inspection | Width | Default | 2.4062 | 2.4688 | in | FDA,5 |  | EZ EM Mammo Wipes | Analytical - Box_NY_0.020SBS_125_6.125-2.4375-6.015625
8OP47101 | Label Inspection | Width | TM141_TM143 | 5.75 | 5.875 | in | FDA,4 |  | Sani Professional Sani-Hands 300ct | Analytical - Label_NY_NP7200_6.5-5.8125
8OP56700 | Label Inspection | Width | TM141_TM143 | 6.4375 | 6.5625 | in | FDA,4 |  | Sani Professional No Rinse Sanitizing Multi-Surface Wipes | Analytical - Label_NY_NP7200_5.8125-6.5
8OP585SIRF | Label Inspection | Width | TM141_TM143 | 1.9375 | 2.0625 | in | FDA,4 |  | Remove Completely Label | Analytical - Label_NY_NP9300_1.375-2
8OP587RSL | Label Inspection | Width | TM141_TM143 | 2.5625 | 2.6875 | in | FDA,4 |  | Proactiv Cleansing Wipes 25ct. | Analytical - Label_NY_NP9991_3.375-2.625
8OP63000RF | Label Inspection | Width | TM141_TM143 | 71.4125 | 74.5875 | mm | FDA,4 |  | Aveeno Positively Radiant Make-up Removing Wipes | Analytical - Label_NY_NP9837_85-73
8OP80600RF | Label Inspection | Width | TM141_TM143 | 71.4125 | 74.5875 | mm | FDA,4 |  | Clean & Clear Night Relaxing All-in-one Cleansing Wipes | Analytical - Label_NY_NP9837_85-73
8OU130CK | Label Inspection | Width | TM141_TM143 | 2.5625 | 2.6875 | in | FDA,4 |  | Grime Boss Original Citrus 1ct. | Analytical - Label_NY_NP7030_9-2.625
8OU372CK | Label Inspection | Width | TM141_TM143 | 2.5625 | 2.6875 | in | FDA,4 |  | Harmon 20ct MTT Single Packets Case Label | Analytical - Label_NY_NP7030_9-2.625
8OX351CK | Label Inspection | Width | TM141_TM143 | 3.9375 | 4.0625 | in | FDA,4 |  | Prevantics -OR Tri-Fold IFU | Analytical - Label_NY_50#W_5_4
8OX461CK | Label Inspection | Width | TM141_TM143 | 3.9375 | 4.0625 | in | FDA,4 |  | Prevantics -OR Bi-Fold IFU | Analytical - Label_NY_50#W_5_4
8OX465CK | Label Inspection | Width | TM141_TM143 | 3.9375 | 4.0625 | in | FDA,4 |  | Prevantics-OR Bi-Fold IFU | Analytical - Label_NY_50#W_5_4
8OX510CK | Label Inspection | Width | TM141_TM143 | 3.9375 | 4.0625 | in | FDA,4 |  | Prevantics-OR Tri-Fold IFU | Analytical - Label_NY_50#W_5_4
8QB11400 | Label Inspection | Width | TM141_TM143 | 4.9375 | 5.0625 | in | FDA,4 |  | PDI Prevantics Swab Case Label | Analytical - Label_NY_NP7030_6-5
8RB11400 | Label Inspection | Width | TM141_TM143 | 4.9375 | 5.0625 | in | FDA,4 |  | PDI Prevantics Swab Case Label | Analytical - Label_NY_NP7030_6-5
8RS32450 | Label Inspection | Width | TM141_TM143 | 4.9375 | 5.0625 | in | FDA,4 |  | PDI Prevantics Swabstick Case Label | Analytical - Label_NY_NP7030_6-5
8RS428CK | Label Inspection | Width | TM141_TM143 | 4.9375 | 5.0625 | in | FDA,4 |  | PDI Prevantics Swabstick Case Label | Analytical - Label_NY_NP7030_6-5
8SS27350 | Label Inspection | Width | TM141_TM143 | 4.9375 | 5.0625 | in | FDA,4 |  | PDI Prevantics Maxi Swabstick Case Label | Analytical - Label_NY_NP7030_6-5
2OQ850X | Shipper Inspection | Width I.D. | TM141_TM143 | 5.3125 | 5.5625 | in | FDA,4 |  | Canister - Extra Large, Ribbed, White | Analytical - SHIP_NY_32K_100_12.4375-5.4375-4.1875
6AA34724 | Shipper Inspection | Width I.D. | TM141_TM143 | 6.8125 | 7.1875 | in | FDA,4 |  | Summer's Eve Fresh Cycle Cleansing Cloths | Analytical - SHIP_NY_32K_100_8.25-7-6.25
6AA617S96 | Shipper Inspection | Width I.D. | TM141_TM143 | 11.4375 | 11.8125 | in | FDA,4 |  | Prep H 96ct Shipper | Analytical - SHIP_NY_44K_100_12.75-11.625-7.875
6AA632TY | Shipper Inspection | Width I.D. | TM141_TM143 | 7.25 | 7.5 | in | FDA,4 |  | Preparation H 180ct Tray | Analytical - SHIP_NY_44K_231_18.5-7.375-14
6AA709S48 | Shipper Inspection | Width I.D. | TM141_TM143 | 10.8125 | 11.1875 | in | FDA,4 |  | Preparation H for Women Shipper | Analytical - SHIP_NY_40K_100_15-11-6.125
6AA73530 | Shipper Inspection | Width I.D. | TM141_TM143 | 8.1875 | 8.5625 | in | FDA,4 |  | Baby Dove Wipes Sensitive Moisture Shipper | Analytical - SHIP_NY_32K_100_10-8.375-8.25
6AA76930 | Shipper Inspection | Width I.D. | TM141_TM143 | 8.875 | 9.125 | in | FDA,4 |  | Baby Dove Wipes Rich Moisture Shipper | Analytical - SHIP_NY_44K_100_9-9-4.75
6AA88230 | Shipper Inspection | Width I.D. | TM141_TM143 | 8.875 | 9.125 | in | FDA,4 |  | Baby Dove Wipes Sensitive Moisture Shipper | Analytical - SHIP_NY_44K_100_9-9-4.75
6AA91130 | Shipper Inspection | Width I.D. | TM141_TM143 | 8.1875 | 8.5625 | in | FDA,4 |  | Baby Dove Wipes Rich Moisture Shipper | Analytical - SHIP_NY_32K_100_10-8.375-8.25
6AA92230 | Shipper Inspection | Width I.D. | TM141_TM143 | 8.1875 | 8.5625 | in | FDA,4 |  | Baby Dove Wipes Sensitive Moisture Shipper | Analytical - SHIP_NY_32K_100_10-8.375-8.25
6AB16400 | Shipper Inspection | Width I.D. | TM141_TM143 | 4.0625 | 4.4375 | in | FDA,4 |  | PDI Adhesive Tape Remover | Analytical - SHIP_NY_32K_100_16-4.25-5.125
6AD11055 | Shipper Inspection | Width I.D. | TM141_TM143 | 6.1875 | 6.5625 | in | FDA,4 |  | COR WET NAP/BULK 32 ECT | Analytical - SHIP_NY_32K_100_10.625-6.375-11.25
6AD41900 | Shipper Inspection | Width I.D. | TM141_TM143 | 11.8125 | 12.1875 | in | FDA,4 |  | PDI Castile Soap Towelette Shipper | Analytical - SHIP_NY_32K_100_13.25-12-6.125
6AD43600 | Shipper Inspection | Width I.D. | TM141_TM143 | 11.8125 | 12.1875 | in | FDA,4 |  | PDI Sani-Hands Shipper | Analytical - SHIP_NY_32K_100_13.25-12-6.125
6AH58195 | Shipper Inspection | Width I.D. | TM141_TM143 | 6.0625 | 6.4375 | in | FDA,4 |  | PDI Sani Cloth Bleach Shipper | Analytical - SHIP_NY_32K_100_13.4375-6.25-9.6875
6AJ19025 | Shipper Inspection | Width I.D. | TM141_TM143 | 7.0625 | 7.4375 | in | FDA,4 |  | Cetaphil - Asia 25ct Shipper | Analytical - SHIP_NY_32K_100_12-7.25-6.75
6AM30472 | Shipper Inspection | Width I.D. | TM141_TM143 | 8.8125 | 9.1875 | in | FDA,4 |  | Sani Professional No-Rinse Sanitizing Multi-Surface Wipes | Analytical - SHIP_NY_44K_100_15.5-9-12
6AM70172 | Shipper Inspection | Width I.D. | TM141_TM143 | 8.8125 | 9.1875 | in | FDA,4 |  | Sani Professional No-Rinse Sanitizing Multi-Surface Wipes | Analytical - SHIP_NY_44K_100_15.5-9-12
6AP06325 | Shipper Inspection | Width I.D. | TM141_TM143 | 5.3125 | 5.5625 | in | FDA,4 |  | Simple Kind To Skin Facial 25ct Shipper | Analytical - SHIP_NY_32K_100_12.4375-5.4375-4.1875
6AP06528 | Shipper Inspection | Width I.D. | TM141_TM143 | 7.5625 | 7.9375 | in | FDA,4 |  | Ponds Evening Soothe 28ct Shipper | Analytical - SHIP_NY_32K_100_13.25-7.75-5.75
6AP06550 | Shipper Inspection | Width I.D. | TM141_TM143 | 11.9375 | 12.1875 | in | FDA,4 |  | Pond's Moisture Clean Twlts. Evening Soothe | Analytical - SHIP_NY_32K_100_17.375-12.0625-10.5
6AP06728 | Shipper Inspection | Width I.D. | TM141_TM143 | 6.8125 | 7.1875 | in | FDA,4 |  | Ponds Original Fresh 28ct Shipper - Canada | Analytical - SHIP_NY_32K_100_7.125-7-6.0625
6AP07207 | Shipper Inspection | Width I.D. | TM141_TM143 | 7.25 | 7.375 | in | FDA,4 |  | 6AP07207 | Analytical-Simple Kind To Skin facial 7ct Shipper Canada
6AP07328 | Shipper Inspection | Width I.D. | TM141_TM143 | 7.5625 | 7.9375 | in | FDA,4 |  | Ponds Luminous Clean USA 28ct Shipper | Analytical - SHIP_NY_32K_100_13.25-7.75-5.75
6AP08128 | Shipper Inspection | Width I.D. | TM141_TM143 | 7.5625 | 7.9375 | in | FDA,4 |  | Ponds Original Fresh 28ct Shipper | Analytical - SHIP_NY_32K_100_13.25-7.75-5.75
6AP08150 | Shipper Inspection | Width I.D. | TM141_TM143 | 11.9375 | 12.1875 | in | FDA,4 |  | Pond's Moisture Clean Twlts. Original Fresh | Analytical - SHIP_NY_32K_100_17.375-12.0625-10.5
6AP09215 | Shipper Inspection | Width I.D. | TM141_TM143 | 9.0625 | 9.4375 | in | FDA,4 |  | Ponds Original Fresh 15ct Shipper | Analytical - SHIP_NY_32K_100_13.4375-9.25-5.75
6AP09384 | Shipper Inspection | Width I.D. | TM141_TM143 | 5.625 | 5.875 | in | FDA,4 |  | Noxzema Anti-Blemish Pads 90ct Shipper | Analytical - SHIP_NY_32K_100_8.5-5.75-3.6875
6AP09384 | Shipper Inspection | Width I.D. | TM141_TM143 | 5.625 | 5.875 | in | FDA,4 |  | Noxzema Anti-Blemish Pads 90ct Shipper | Analytical - Shipper_NY_Skip lot testing
6AP11325 | Shipper Inspection | Width I.D. | TM141_TM143 | 9.5625 | 9.9375 | in | FDA,4 |  | Garnier Skin Active MUR Shipper | Analytical - SHIP_NY_44K_100_10.625-9.75-7.75
6AP11325 | Shipper Inspection | Width I.D. | TM141_TM143 | 9.5625 | 9.9375 | in | FDA,4 |  | Garnier Skin Active MUR Shipper | Analytical - Shipper_NY_Skip lot testing
6AP13472 | Shipper Inspection | Width I.D. | TM141_TM143 | 12.0625 | 12.4375 | in | FDA,4 |  | PDI Sani-Hands Shipper | Analytical - SHIP_NY_32K_100_16.3125-12.25-7.5625
6AP15984 | Shipper Inspection | Width I.D. | TM141_TM143 | 10.1875 | 10.5625 | in | FDA,4 |  | PDI Sani-Hands Shipper | Analytical - SHIP_NY_44K_100_15.25-10.375-7.6875
6AP19525 | Shipper Inspection | Width I.D. | TM141_TM143 | 5.25 | 5.625 | in | FDA,4 |  | Simple Kind To Skin Facial Shipper | Analytical - SHIP_NY_32K_100_12.4375-5.4375-4.1875
6AP20528 | Shipper Inspection | Width I.D. | TM141_TM143 | 7.5625 | 7.9375 | in | FDA,4 |  | Ponds Exfoliating Renewal 28ct Shipper | Analytical - SHIP_NY_32K_100_13.25-7.75-5.75
6AP22325 | Shipper Inspection | Width I.D. | TM141_TM143 | 5.25 | 5.625 | in | FDA,4 |  | Simple Kind To Skin Facial Shipper | Analytical - SHIP_NY_32K_100_12.4375-5.4375-4.1875
6AP22907 | Shipper Inspection | Width I.D. | TM141_TM143 | 7.625 | 8 | in | FDA,4 |  | Neutrogena Naturals Shipper | Analytical - SHIP_NY_32K_100_8.5625-7.8125-6.4375
6AP23025 | Shipper Inspection | Width I.D. | TM141_TM143 | 5.625 | 6 | in | FDA,4 |  | Neutrogena Naturals Shipper | Analytical - SHIP_NY_32K_100_11.25-5.8125-4.3125
6AP24284 | Shipper Inspection | Width I.D. | TM141_TM143 | 10.375 | 10.75 | in | FDA,4 |  | Sani-Cloth Prime Extra Large Wipe | Analytical - SHIP_NY_40K_100_15.375-10.5625-9.625
6AP24372 | Shipper Inspection | Width I.D. | TM141_TM143 | 10.1875 | 10.5625 | in | FDA,4 |  | PDI Sani-Cloth Bleach Shipper | Analytical - SHIP_NY_44K_100_15.25-10.375-15.4375
6AP24684 | Shipper Inspection | Width I.D. | TM141_TM143 | 10.375 | 10.75 | in | FDA,4 |  | PDI Sani-Cloth Bleach Extra large Shipper | Analytical - SHIP_NY_40K_100_15.375-10.5625-9.625
6AP25372 | Shipper Inspection | Width I.D. | TM141_TM143 | 10.1875 | 10.5625 | in | FDA,4 |  | PDI Sani-Cloth Prime Shipper | Analytical - SHIP_NY_44K_100_15.25-10.375-15.4375
6AP25784 | Shipper Inspection | Width I.D. | TM141_TM143 | 10.375 | 10.75 | in | FDA,4 |  | PDI Sani Cloth Bleach Shipper | Analytical - Shipper_NY_Skip lot testing
6AP27284 | Shipper Inspection | Width I.D. | TM141_TM143 | 10.375 | 10.75 | in | FDA,4 |  | Eco-Wipe Duo | Analytical - SHIP_NY_44K_100_15.375-10.5625-9.625
6AP30895 | Shipper Inspection | Width I.D. | TM141_TM143 | 7.0625 | 7.4375 | in | FDA,4 |  | Aveeno Make-Up Remover Shipper | Analytical - SHIP_32_1BI
6AP32825 | Shipper Inspection | Width I.D. | TM141_TM143 | 5.625 | 6 | in | FDA,4 |  | Neutrogena Shipper | Analytical - SHIP_32_1P
6AP56784 | Shipper Inspection | Width I.D. | TM141_TM143 | 10.375 | 10.75 | in | FDA,4 |  | Sani Professional No Rinse Sanitizing Multi Surface Wipes | Analytical - SHIP_NY_44K_100_15.375-10.5625-9.625
6AP63025 | Shipper Inspection | Width I.D. | TM141_TM143 | 5.625 | 6 | in | FDA,4 |  | Aveeno Positively Radiant - Shipper | Analytical - SHIP_NY_32K_100_11.25-5.8125-4.3125
6AP64525 | Shipper Inspection | Width I.D. | TM141_TM143 | 5.625 | 6 | in | FDA,4 |  | Aveeno Positively Radiant | Analytical - SHIP_NY_32K_100_11.25-5.8125-4.3125
6AP71310 | Shipper Inspection | Width I.D. | TM141_TM143 | 11.4375 | 11.8125 | in | FDA,4 |  | Cetaphil 10ct Unprinted Shipper | Analytical - SHIP_NY_44K_100_18.875-11.625-9
6AP80625 | Shipper Inspection | Width I.D. | TM141_TM143 | 5.625 | 6 | in | FDA,4 |  | Clean & Clear Night Relaxing Shipper | Analytical - SHIP_NY_32K_100_11.25-5.8125-8.625
6AQ76584 | Shipper Inspection | Width I.D. | TM141_TM143 | 10.1875 | 10.5625 | in | FDA,4 |  | PDI Sani-Hands Shipper - Canada | Analytical - SHIP_NY_44K_100_15.25-10.375-7.6875
6AS27350 | Shipper Inspection | Width I.D. | TM141_TM143 | 11.1875 | 11.5625 | in | FDA,4 |  | COR CHLORASCRUB SWAB BULK | Analytical - SHIP_44_2O
6AS27350 | Shipper Inspection | Width I.D. | TM141_TM143 | 11.1875 | 11.5625 | in | FDA,4 |  | COR CHLORASCRUB SWAB BULK | Analytical - Shipper_NY_Skip lot testing
6AS40750 | Shipper Inspection | Width I.D. | TM141_TM143 | 7.0625 | 7.4375 | in | FDA,4 |  | COR CHLORASCRUB SWABSTICK | Analytical - SHIP_32_1AP
6AS41950 | Shipper Inspection | Width I.D. | TM141_TM143 | 13.375 | 13.75 | in | FDA,4 |  | COR CHLORASCRUB MAXI SWABSTICK | Analytical - SHIP_40_1O
6AU12310 | Shipper Inspection | Width I.D. | TM141_TM143 | 5.9375 | 6.3125 | in | FDA,4 |  | COR PREP-H 10CT SINGLE SK17132 | Analytical - SHIP_32_1U
6AU130TY | Shipper Inspection | Width I.D. | TM141_TM143 | 9.5 | 9.75 | in | FDA,4 |  | Grime Boss Heavy Duty Wipes | Analytical - SHIP_NY_32White_203_6.5-9.625-4.5
6AU25206 | Shipper Inspection | Width I.D. | TM141_TM143 | 8.25 | 8.625 | in | FDA,4 |  | L 'Oreal Paris Sublime Bronze Self Tan Twlts | Analytical - SHIP_NY_32K_100_11.25-8.4375-4.5625
6AU53601 | Shipper Inspection | Width I.D. | TM141_TM143 | 9.1875 | 9.5625 | in | FDA,4 |  | Cetaphil Gentle Skin Cleans. Cloths Shipper | Analytical - SHIP_NY_32K_100_11.8125-9.375-8.5
6AU56400 | Shipper Inspection | Width I.D. | TM141_TM143 | 9.4375 | 9.8125 | in | FDA,4 |  | Summer's Eve Fresh Cycle Cleansing Cloths | Analytical - SHIP_NY_32K_100_11.75-9.625-7.688
6AU57314 | Shipper Inspection | Width I.D. | TM141_TM143 | 6.0625 | 6.4375 | in | FDA,4 |  | Summer's Eve Fresh Cycle Cleansing Cloths | Analytical - SHIP_NY_32K_100_7.75-6.25-8.25
6AU71230 | Shipper Inspection | Width I.D. | TM141_TM143 | 9.0005 | 9.3755 | in | FDA,4 |  | Preparation H Rapid Relief Totables w/Lidocaine | Analytical - SHIP_NY_32K_100_9.563-9.188-7.75
6BA709SWN | Shipper Inspection | Width I.D. | TM141_TM143 | 9.1875 | 9.5625 | in | FDA,4 |  | Preparation H for Women Shipper | Analytical - SHIP_NY_40K_100_14.75-9.375-6.125
6BB10800 | Shipper Inspection | Width I.D. | TM141_TM143 | 6.0625 | 6.4375 | in | FDA,4 |  | COR CHLORASCRUB SWAB SHIPPER | Analytical - SHIP_32_1S
6BH59200 | Shipper Inspection | Width I.D. | TM141_TM143 | 6.0625 | 6.4375 | in | FDA,4 |  | Sani-Cloth AF3 Shipper | Analytical - SHIP_NY_32K_100_13.4375-6.25-9.6875
6BP21195 | Shipper Inspection | Width I.D. | TM141_TM143 | 12 | 12.375 | in | FDA,4 |  | Neutrogena Shipper | Analytical - SHIP_NY_44K_100_14.375-12.1875-9.25
6BP25372 | Shipper Inspection | Width I.D. | TM141_TM143 | 10 | 10.375 | in | FDA,4 |  | PDI Sani Cloth prime Shipper | Analytical - SHIP_NY_44K_100_15.1875-10.1875-15.1875
6BP28425 | Shipper Inspection | Width I.D. | TM141_TM143 | 5.625 | 6 | in | FDA,4 |  | Neutrogena Shipper | Analytical - SHIP_32_1P
6BP30895 | Shipper Inspection | Width I.D. | TM141_TM143 | 7.0625 | 7.4375 | in | FDA,4 |  | Aveeno Make-Up Remover Shipper | Analytical - SHIP_NY_32K_100_12.5-7.25-7.875
6BP54072 | Shipper Inspection | Width I.D. | TM141_TM143 | 10.1875 | 10.5625 | in | FDA,4 |  | PDI Sani Cloth Bleach Shipper | Analytical - SHIP_44_2L
6BU13195 | Shipper Inspection | Width I.D. | TM141_TM143 | 4.3125 | 4.6875 | in | FDA,4 |  | PDI Sani-Cloth Prime Shipper | Analytical - SHIP_NY_32K_100_13.625-4.5-12.25
6BU25206 | Shipper Inspection | Width I.D. | TM141_TM143 | 8.25 | 8.625 | in | FDA,4 |  | L 'Oreal Paris Sublime Bronze Self Tan Twlts | Analytical - SHIP_NY_32K_100_11.3125-8.4375-4.625
6BU27500 | Shipper Inspection | Width I.D. | TM141_TM143 | 4.3125 | 4.6875 | in | FDA,4 |  | PDI Sani-Cloth AF3 Shipper | Analytical - SHIP_NY_32K_100_13.625-4.5-12.25
6CA972CK | Shipper Inspection | Width I.D. | TM141_TM143 | 8.0625 | 8.4375 | in | FDA,4 |  | Sani Pro. - Table Turners Cleaning Multi-Surface | Analytical - SHIP_NY_44K_100_18-8.25-10.25
6CJ21396 | Shipper Inspection | Width I.D. | TM141_TM143 | 9.1875 | 9.5625 | in | FDA,4 |  | Hygea Multi-Purpose Washcloths | Analytical - SHIP_NY_44K_100_16.625-9.375-7
6CP02724 | Shipper Inspection | Width I.D. | TM141_TM143 | 5.625 | 6 | in | FDA,4 |  | Neutrogena Shipper | Analytical - SHIP_NY_32K_100_11-5.8125-4.0625
6CP22884 | Shipper Inspection | Width I.D. | TM141_TM143 | 10.375 | 10.75 | in | FDA,4 |  | Sani Professional Sani-Cloth Disinfecting Wipes | Analytical - SHIP_NY_44K_100_15.375-10.5625-9.625
6CP33724 | Shipper Inspection | Width I.D. | TM141_TM143 | 5.625 | 6 | in | FDA,4 |  | Neutrogena Shipper | Analytical - SHIP_NY_32K_100_11-5.8125-4.0625
6CP60125 | Shipper Inspection | Width I.D. | TM141_TM143 | 5.625 | 6 | in | FDA,4 |  | COR NEUT HYDRA CLN CLTH 32ECT 11.25x5.8125x4.31285 | Analytical - SHIP_32_1P
6DC22370 | Shipper Inspection | Width I.D. | TM141_TM143 | 6.1875 | 6.5625 | in | FDA,4 |  | PDI Hygea Sterile Saline Wipe | Analytical - SHIP_NY_32K_100_11.125-6.375-10.375
6DD33333 | Shipper Inspection | Width I.D. | TM141_TM143 | 12.3125 | 12.6875 | in | FDA,4 |  | Sani Professional Sani Hands Shipper | Analytical - SHIP_NY_44K_100_21-12.5-10.5
6DD72400 | Shipper Inspection | Width I.D. | TM141_TM143 | 11.8125 | 12.1875 | in | FDA,4 |  | PDI Sani Hands Instant Hand Sanitizing Wipes | Analytical - SHIP_NY_32K_100_13.25-12-6.125
6DD74800 | Shipper Inspection | Width I.D. | TM141_TM143 | 11.8125 | 12.1875 | in | FDA,4 |  | PDI Obstetrical Towelette | Analytical - SHIP_NY_32K_100_13.25-12-6.125
6DP13872 | Shipper Inspection | Width I.D. | TM141_TM143 | 10 | 10.375 | in | FDA,4 |  | PDI Sani Cloth AF3 Shipper | Analytical - SHIP_NY_44K_100_15.1875-10.1875-15.1875
6DP63884 | Shipper Inspection | Width I.D. | TM141_TM143 | 10.375 | 10.75 | in | FDA,4 |  | PDI Sani Cloth AF3 Shipper | Analytical - Shipper_NY_Skip lot testing
6DP63884 | Shipper Inspection | Width I.D. | TM141_TM143 | 10.375 | 10.75 | in | FDA,4 |  | PDI Sani Cloth AF3 Shipper | Analytical - SHIP_NY_44K_100_15.375-10.5625-9.625
6EP44584 | Shipper Inspection | Width I.D. | TM141_TM143 | 10 | 10.375 | in | FDA,4 |  | Sani Professional - Sani Hands Antibac. Wipes. | Analytical - SHIP_NY_32K_100_15.1875-10.1875-9.625
6FB71200 | Shipper Inspection | Width I.D. | TM141_TM143 | 6.1875 | 6.5625 | in | FDA,4 |  | PDI Nail Polish Remover Pad | Analytical - SHIP_NY_32K_102_14.625-6.375-5
6FJ14108 | Shipper Inspection | Width I.D. | TM141_TM143 | 8.4375 | 8.8125 | in | FDA,4 |  | Hygea Multi Purpose Washcloth Shipper | Analytical - SHIP_NY_44K_100_16.625-8.625-7
6FJ14143 | Shipper Inspection | Width I.D. | TM141_TM143 | 10.6875 | 11.0625 | in | FDA,4 |  | Hygea Premium Multi-Purpose Washcloth | Analytical - SHIP_NY_44K_100_16.5-10.875-5.5
6FP43572 | Shipper Inspection | Width I.D. | TM141_TM143 | 12.0625 | 12.4375 | in | FDA,4 |  | Sani Professional Sani Hands Shipper | Analytical - SHIP_NY_32K_100_16.3125-12.25-7.5625
6FP92084 | Shipper Inspection | Width I.D. | TM141_TM143 | 10.375 | 10.75 | in | FDA,4 |  | Sani Professional Sani-Hands Shipper | Analytical - SHIP_NY_40K_100_15.375-10.5625-9.625
6GB10300 | Shipper Inspection | Width I.D. | TM141_TM143 | 6.1875 | 6.5625 | in | FDA,4 |  | PDI CHG / Isopropyl Alcohol Shipper | Analytical - SHIP_NY_32K_100_14.625-6.375-5
6GD35185 | Shipper Inspection | Width I.D. | TM141_TM143 | 11.8125 | 12.1875 | in | FDA,4 |  | Hygea BZK Shipper | Analytical - SHIP_NY_32K_100_13.25-12-12.4375
6GS48450 | Shipper Inspection | Width I.D. | TM141_TM143 | 6.5 | 6.875 | in | FDA,4 |  | PDI CHG Swab shipper | Analytical - SHIP_NY_29K_100_17.125-6.6875-11.75
6HB60307 | Shipper Inspection | Width I.D. | TM141_TM143 | 12.125 | 12.5 | in | FDA,4 |  | PDI Alcohol Prep Pad Shipper | Analytical - SHIP_NY_40K_100_16.5-12.3125-6.1875
6HC69900 | Shipper Inspection | Width I.D. | TM141_TM143 | 8.4375 | 8.8125 | in | FDA,4 |  | PDI Alcohol Prep Pad Shipper | Analytical - SHIP_NY_32K_100_15.75-8.625-5.1875
6HH04082 | Shipper Inspection | Width I.D. | TM141_TM143 | 6.0625 | 6.4375 | in | FDA,4 |  | PDI Super Sani Cloth Germicidal Disposable Wipe | Analytical - SHIP_NY_32K_100_13.4375-6.25-9.6875
6HQ08472 | Shipper Inspection | Width I.D. | TM141_TM143 | 10.1875 | 10.5625 | in | FDA,4 |  | COR SANI HB 160CT 44ECT/33# | Analytical - SHIP_44_2L
6JA580FW | Shipper Inspection | Width I.D. | TM141_TM143 | 7.9375 | 8.3125 | in | FDA,4 |  | Sani Pro. - Table Turners Cleaning Shipper | Analytical - SHIP_NY_44K_100_16.750-8.125-10.750
6JQ08472 | Shipper Inspection | Width I.D. | TM141_TM143 | 10 | 10.375 | in | FDA,4 |  | PDI Sani Cloth HB Shipper | Analytical - SHIP_NY_44K_100_15.1875-10.1875-15.1875
6KQ50772 | Shipper Inspection | Width I.D. | TM141_TM143 | 10.1875 | 10.5625 | in | FDA,4 |  | Crosstex Sanitex Plus 160ct Shipper | Analytical - SHIP_NY_44K_100_15.25-10.375-15.4375
6KS41125 | Shipper Inspection | Width I.D. | TM141_TM143 | 6.5 | 6.875 | in | FDA,4 |  | PDI Povidone-Iodine Swabstick (3's) | Analytical - SHIP_NY_29K_100_17.125-6.6875-11.75
6LB40600 | Shipper Inspection | Width I.D. | TM141_TM143 | 5.3125 | 5.6875 | in | FDA,4 |  | Povidone Iodine Prep Pad Shipper | Analytical - SHIP_NY_29K_100_12.375-5.5-4.625
6LQ50772 | Shipper Inspection | Width I.D. | TM141_TM143 | 10 | 10.375 | in | FDA,4 |  | Crosstex Sanitex Plus Shipper | Analytical - SHIP_NY_44K_100_15.1875-10.1875-15.1875
6LQ85084 | Shipper Inspection | Width I.D. | TM141_TM143 | 10.375 | 10.75 | in | FDA,4 |  | PDI Sani Cloth Plus Shipper | Analytical - SHIP_NY_40K_100_15.375-10.5625-9.625
6LS41350 | Shipper Inspection | Width I.D. | TM141_TM143 | 6.5 | 6.875 | in | FDA,4 |  | PDI Povidone-Iodine Swabstick (1's) | Analytical - SHIP_NY_29K_100_17.125-6.6875-11.75
6LS82125 | Shipper Inspection | Width I.D. | TM141_TM143 | 6.5 | 6.875 | in | FDA,4 |  | PDI Povidone-Iodine Cleansing Scrub Swab | Analytical - SHIP_NY_29K_100_17.125-6.6875-11.75
6MS48050 | Shipper Inspection | Width I.D. | TM141_TM143 | 6.5 | 6.875 | in | FDA,4 |  | PDI Povidone-Iodine Cleansing Scrub Swab | Analytical - SHIP_NY_29K_100_17.125-6.6875-11.75
6MU87295 | Shipper Inspection | Width I.D. | TM141_TM143 | 4.3125 | 4.6875 | in | FDA,4 |  | PDI Super Sani Cloth Germicidal Disposable Wipe | Analytical - SHIP_NY_32K_100_13.625-4.5-12.25
6NQ86984 | Shipper Inspection | Width I.D. | TM141_TM143 | 10.375 | 10.75 | in | FDA,4 |  | Super Sani Cloth XL 65ct. Shipper | Analytical - SHIP_NY_44K_100_15.375-10.5625-9.625
6NQ86984 | Shipper Inspection | Width I.D. | TM141_TM143 | 10.375 | 10.75 | in | FDA,4 |  | Super Sani Cloth XL 65ct. Shipper | Analytical - Shipper_NY_Skip lot testing
6NQ89072 | Shipper Inspection | Width I.D. | TM141_TM143 | 10.1875 | 10.5625 | in | FDA,4 |  | PDI Sani Cloth Shipper 160ct | Analytical - SHIP_NY_44K_100_15.25-10.375-15.4375
6OA404S48 | Shipper Inspection | Width I.D. | TM141_TM143 | 12.3125 | 12.6875 | in | FDA,4 |  | Prep H Shipper | Analytical - SHIP_NY_44K_100_15.625-12.5-6.1875
6OA540S48 | Shipper Inspection | Width I.D. | TM141_TM143 | 7.5625 | 7.9375 | in | FDA,4 |  | Preparation H Medicated Wipes Shipper | Analytical - SHIP_NY_32K_100_11.875-7.75-12.625
6OA632S60 | Shipper Inspection | Width I.D. | TM141_TM143 | 8.0625 | 8.4375 | in | FDA,4 |  | Preparation H Shipper | Analytical - SHIP_NY_32K_150_19.375-8.25-14.125
6OB123ST | Shipper Inspection | Width I.D. | TM141_TM143 | 10.5625 | 10.9375 | in | FDA,4 |  | Prevantics Device Swab Strip Case Shipper | Analytical - SHIP_NY_32K_100_12.375-10.75-5.75
6OB31400 | Shipper Inspection | Width I.D. | TM141_TM143 | 6.1875 | 6.5625 | in | FDA,4 |  | CRU 14.625X6.375X5 200# | Analytical - SHIP_32_1AL
6OB389PD | Shipper Inspection | Width I.D. | TM141_TM143 | 6.0625 | 6.4375 | in | FDA,4 |  | PAD 14.5X6.25 ANY CHIP BRD | Analytical - Ship_NA_3A
6OC22324 | Shipper Inspection | Width I.D. | TM141_TM143 | 6.1875 | 6.5625 | in | FDA,4 |  | CRU 11.125X6.375X10.375 32ECT | Analytical - SHIP_32_1N
6OD01524 | Shipper Inspection | Width I.D. | TM141_TM143 | 6.0625 | 6.4375 | in | FDA,4 |  | Walmart Wet Nap Unprinted Shipper | Analytical - SHIP_NY_32K_100_8.25-6.25-4.6875
6OD13500A | Shipper Inspection | Width I.D. | TM141_TM143 | 11.8125 | 12.1875 | in | FDA,4 |  | CRU 13.25X12.0X6.125 32 ECT/26 | Analytical - SHIP_32_1AD
6OD36055 | Shipper Inspection | Width I.D. | TM141_TM143 | 6.1875 | 6.5625 | in | FDA,4 |  | Unprinted Shipper | Analytical - SHIP_NY_32K_102_10.625-6.375-11.25
6OH01224 | Shipper Inspection | Width I.D. | TM141_TM143 | 8.4375 | 8.8125 | in | FDA,4 |  | COR HAND SANI 24CT 32ECT | Analytical - Shipper_NY_Skip lot testing
6OH14324 | Shipper Inspection | Width I.D. | TM141_TM143 | 8.8125 | 9.1875 | in | FDA,4 |  | CRU SANI HANDS 24CT | Analytical - SHIP_32_1Y
6OH21112 | Shipper Inspection | Width I.D. | TM141_TM143 | 7.4375 | 7.8125 | in | FDA,4 |  | CRU CVS ANTIBAC 9.75 x 7.625 x 6.75=32 ECT/26MED | Analytical - SHIP_32_1F
6OH45016 | Shipper Inspection | Width I.D. | TM141_TM143 | 6.6875 | 7.0625 | in | FDA,4 |  | Individual Pack 16X Box 12x Case | Analytical - SHIP_NY_32K_100_8.25-6.875-7.375
6OK75595 | Shipper Inspection | Width I.D. | TM141_TM143 | 9.4375 | 9.8125 | in | FDA,4 |  | CRU 11.75X9.625X7.6875 32ECT | Analytical - SHIP_32_1R
6OM960CB | Shipper Inspection | Width I.D. | TM141_TM143 | 2.3125 | 2.6875 | in | FDA,4 |  | 2x60ct Grime Boss Costco Corner Board | Analytical - SHIP_NY_NA_200_2.5-2.5-33.75
6OP027LP | Shipper Inspection | Width I.D. | TM141_TM143 | 5.375 | 5.75 | in | FDA,4 |  | COR PAD NEUTROGENA ECT=32 | Analytical - SHIP_32_13A
6OP081LP | Shipper Inspection | Width I.D. | TM141_TM143 | 11.813 | 12.063 | in | FDA,3 |  | Layer Pad - Pond's 50ct WIP | Analytical - SHIP_NY_32NA_250_17.250-11.938
6OP34524 | Shipper Inspection | Width I.D. | TM141_TM143 | 11.5625 | 11.9375 | in | FDA,4 |  | CRU AVON UNPRINTED=44 ECT | Analytical - SHIP_44_2G
6OP75510 | Shipper Inspection | Width I.D. | TM141_TM143 | 11.375 | 11.75 | in | FDA,4 |  | Cetaphil Unprinted Shipper | Analytical - SHIP_NY_32K_100_15.375-11.5625-10.5625
6OQ22272 | Shipper Inspection | Width I.D. | TM141_TM143 | 10.0005 | 10.3755 | in | FDA,4 |  | 12ct Large Canister shipper | Analytical - SHIP_NY_44K_100_15.188-10.188-15.188
6OQ85984 | Shipper Inspection | Width I.D. | TM141_TM143 | 10.375 | 10.75 | in | FDA,4 |  | CRU SANI CLOTH | Analytical - SHIP_NY_44K_100_15.375-10.5625-9.625
6OS12350 | Shipper Inspection | Width I.D. | TM141_TM143 | 6.3125 | 6.6875 | in | FDA,4 |  | Betadine Solution Swabstick Shipper | Analytical - SHIP_NY_32K_100_11.625-6.5-5.938
6OS42850 | Shipper Inspection | Width I.D. | TM141_TM143 | 11.1875 | 11.5625 | in | FDA,4 |  | COR UN-PRINTED=44 ECT | Analytical - SHIP_44_2N
6OS45625 | Shipper Inspection | Width I.D. | TM141_TM143 | 6.3125 | 6.6875 | in | FDA,4 |  | Betadine Solution Swabstick Shipper | Analytical - SHIP_NY_32K_100_6.875-6.5-5.938
6OS46250 | Shipper Inspection | Width I.D. | TM141_TM143 | 6.5 | 6.875 | in | FDA,4 |  | CRU 17.125X6.6875X11.75 | Analytical - SHIP_29_1J
6OU12066 | Shipper Inspection | Width I.D. | TM141_TM143 | 14.9375 | 15.3125 | in | FDA,4 |  | CRU 17-13/16X15-1/8X9 40ECT | Analytical - SHIP_40_1M
6OU21470 | Shipper Inspection | Width I.D. | TM141_TM143 | 11.1875 | 11.5625 | in | FDA,4 |  | COR KIRKLAND HH GENERIC SHIPPR | Analytical - SHIP_40_1J
6OU31450 | Shipper Inspection | Width I.D. | TM141_TM143 | 13.3125 | 13.6875 | in | FDA,4 |  | Prep H Totables 50ct Display | Analytical - SHIP_NY_44K_100_18.5-13.5-6.125
6OU35199 | Shipper Inspection | Width I.D. | TM141_TM143 | 11.875 | 12.125 | in | FDA,4 |  | Dermira Shipper | Analytical - SHIP_NY_32K_100_19.75-12-11.375
6OU351LP | Shipper Inspection | Width I.D. | TM141_TM143 | 11.625 | 11.875 | in | FDA,4 |  | 1440ct DRM4 Layer Pad | Analytical - SHIP_NY_32K_NA_19.500X11.750
6OU351TY | Shipper Inspection | Width I.D. | TM141_TM143 | 2.75 | 2.875 | in | FDA,4 |  | 120ct DRM4 Tray | Analytical - SHIP_NY_32K_201_19.0625-2.8125-3.500
6OU37230 | Shipper Inspection | Width I.D. | TM141_TM143 | 7.8125 | 8.1875 | in | FDA,4 |  | Harmon MTT Unprinted Shipper | Analytical - Shipper_NY_Skip lot testing
6OU38510 | Shipper Inspection | Width I.D. | TM141_TM143 | 5.9375 | 6.3125 | in | FDA,4 |  | CVS Medicated Wipes Unprinted Shipper | Analytical - SHIP_32_1BG
6OU55510 | Shipper Inspection | Width I.D. | TM141_TM143 | 6.0625 | 6.4375 | in | FDA,4 |  | Preparation H Rapid Relief Totables w/Lidocaine | Analytical - SHIP_NY_32K_100_11.75-6.25-8
6OU62620 | Shipper Inspection | Width I.D. | TM141_TM143 | 9.3125 | 9.6875 | in | FDA,4 |  | Preparation H Rapid Relief Totables w/Lidocaine | Analytical - SHIP_NY_32K_100_15-9.5-8
6OX46500 | Shipper Inspection | Width I.D. | TM141_TM143 | 15.5005 | 15.8755 | in | FDA,4 |  | Shipper - Project X (5.1 mL, 10.5 mL & 26 mL) | Analytical - SHIP_NY_32K_100_23.688-15.688-7.500
6PQ86984 | Shipper Inspection | Width I.D. | TM141_TM143 | 10 | 10.375 | in | FDA,4 |  | Super Sani Cloth XL 65ct. Shipper | Analytical - SHIP_NY_32K_100_15.1875-10.1875-9.625
6PQ89072 | Shipper Inspection | Width I.D. | TM141_TM143 | 10 | 10.375 | in | FDA,4 |  | PDI Sani-Cloth Plus Shipper | Analytical - SHIP_NY_44K_100_15.1875-10.1875-15.1875
6PS23125 | Shipper Inspection | Width I.D. | TM141_TM143 | 6.5 | 6.875 | in | FDA,4 |  | PDI Duo-Swab Povidone-Iodine | Analytical - SHIP_NY_29K_100_17.125-6.6875-11.75
6QQ55172 | Shipper Inspection | Width I.D. | TM141_TM143 | 10.1875 | 10.5625 | in | FDA,4 |  | Super Sani Cloth 160ct. Shipper | Analytical - SHIP_NY_44K_100_15.25-10.375-15.4375
6RQ55172 | Shipper Inspection | Width I.D. | TM141_TM143 | 10 | 10.375 | in | FDA,4 |  | Super Sani Cloth Shipper | Analytical - SHIP_NY_44K_100_15.1875-10.1875-15.1875
6RQ55172 | Shipper Inspection | Width I.D. | TM141_TM143 | 10 | 10.375 | in | FDA,4 |  | Super Sani Cloth Shipper | Analytical - Shipper_NY_Skip lot testing
6ZS505PD | Shipper Inspection | Width I.D. | TM141_TM143 | 5.5625 | 5.9375 | in | FDA,4 |  | Generic Pad | Analytical - SHIP_32_14A
2AP087 | Web Inspection | Wind Direction | TM101_TM107_TM132 |  |  |  |  | Meets specification (Indicate numeric value - Done) | Cetaphil Gentle Makeup Removing Wipes | Analytical - Web_NP8550_12.205
2OP214 | Web Inspection | Wind Direction | TM101_TM107_TM132 |  |  |  |  | Meets specification (Indicate numeric value - Done) | Proactiv Cleansing Wipes 25ct | Analytical - Web_NP8550_12.205

## ChemActive
ITEM | ITEM_DESCRIPTION | Facility Name | FACILITY_DESCRIPTION | Material | Implemented | Verified | Reassay / Exp | Supplier(s)
7A4AA580 | Disodium Cocoamphodipropinate | NY | RAW MATERIAL - NY | 7A4AA580 | 2014-05-14 | 2014-05-14 | 12 months / 60 months | Croda New Castle, DE
7A4AL930 | Potassium Hydroxide Pellets USP/Nf | NY | RAW MATERIAL - NY | 7A4AL930 | 2012-04-23 | 2012-05-01 | 12 months / 36 months | Mallinckrodt (Phillipsburg, NJ) EZA Chemicals – AKZ O Nobel (Bohus Sweden)
7A4AS162 | Glycerin USP | NY | RAW MATERIAL - NY | 7A4AS162 | 2012-02-29 | 2012-04-25 | 6 months / 24 months | 1. Avatar (University Park, IL) 2. Dow Chemicals (Freeport, TX) 3. Pan Century Oleochemicals (Jeher, Malaysia)
7A4BL625 | Oliec Acid FCC | NY | RAW MATERIAL - NY | 7A4BL625 | 2012-02-29 | 2012-05-01 | 6 months / 12 months | Chemical Associates of Illinois (Akron, Ohio)
7A4CD419 | Parachlorometaxylenol USP Grade | NY | RAW MATERIAL - NY | 7A4CD419 | 2012-04-25 | 2012-05-01 | 3 months / 48 months | 1. Clariant Corporation (Mount Holly, NC) 2. N.S. Chemicals (Mumbai, India)
7A4FD110 | Sodium Chloride USP/NF | NY | RAW MATERIAL - NY | 7A4FD110 | 2013-12-06 | 2013-12-09 | 12 months / 24 months | 1. US Salt (Watkins Glen, NY) 2. Cargill Salt (Minnetonka, MN)
7A4OA019 | Mackam 2C-LV | IN | RAW MATERIAL - INDIANA | 7A4OA019 | 2015-09-29 | 2015-10-01 | 12 months / 24 months | Solvay (University Park, IL)
7A4OA234 | Facial Cleanser Fragrance | IN | RAW MATERIAL - INDIANA | 7A4OA234 | 2012-04-23 | 2012-04-23 | 6 months / 24 months | International Aromatics (Moonachie, NJ)
7A4OA347 | Sodium-L (+)-Lactate 60% | NY | RAW MATERIAL - NY | 7A4OA347 | 2018-08-13 | 2018-08-14 | 12 months / 24 months | Jungbunzlauer, France
7A4OA709 | Chamomile Extract # 11-19-2 | NY | RAW MATERIAL - NY | 7A4OA709 | 2015-09-25 | 2015-09-29 | 6 months/18 months | Medallion, Pompton Plains, NJ
7A4OA863 | LAV Silk Stab Mod 2 | IN | RAW MATERIAL - INDIANA | 7A4OA863 | 2014-09-03 | 2014-12-11 | 6 months / 12 months | Givaudan (Mount Olive, NJ)
7A4OA911 | Fragrance Hugs & Kisses Sheer 1 | NY | RAW MATERIAL - NY | 7A4OA911 | 2016-11-02 | 2016-11-02 | 6 months / 12 months | Givaudan, Mt. Olive, NJ
7A4OB339 | Isopropyl Alcohol 99% USP-Inline | NY | RAW MATERIAL - NY | 7A4OB339 | 2012-02-27 | 2012-04-19 | 6 months / 20 months | 1. Shell Chemicals (Ontario Canada) 2. Exxon Mobil (Baton Rouge, LA) 3. Dow Chemical (Texas City, TX)
7A4OB401 | Neopentyl Glycol Diheptanoate (And) Isododecane (Lexfeel D4) | NY | RAW MATERIAL - NY | 7A4OB401 | 2016-01-06 | 2016-01-22 | 6 months / 36 months | Inolex Chemical Company (Philadelphia, PA)
7A4OB690 | Isopar K | NY | RAW MATERIAL - NY | 7A4OB690 | 2012-02-27 | 2012-04-19 | 6 months / 12 months | ExxonMobil (Baytown, TX)
7A4OC109 | Sodium Xylene Sulfonate | NY | RAW MATERIAL - NY | 7A4OC109 | 2013-06-06 | 2017-02-08 | 6 months / 365 days | Stepan Company (Elwood, IL)
7A4OF602 | Avon Dry Facial Fragrance/Watery Floral | IN | RAW MATERIAL - INDIANA | 7A4OF602 | 2012-03-15 | 2019-04-03 | 6 months / 36 months | Drom (Towaco, NJ)
7A4OG169 | Dowfax C10L | NY | RAW MATERIAL - NY | 7A4OG169 | 2012-03-14 | 2012-04-19 | 6 months / 12 months | Dow Chemical (Lockland, OH)
7A4OH247 | Trisodium pHosphate Crystalline (Tspc) | NY | RAW MATERIAL - NY | 7A4OH247 | 2012-03-08 | 2012-04-19 | 12 months / 24 months | ICL PERFORMANCE PRODUCTS (Lawrence, KS)
7A4OK459 | CHE Salicylic Acid USP | NY | RAW MATERIAL - NY | 7A4OK459 | 2013-04-17 | 2016-12-22 | 6 months / 60 months | Rhodia Direcao Quimica (Paulinia SP Brazil)
7A4OM002 | Dissolvine GL-47-S | JB | RAW MATERIAL - ARKANSAS | 7A4OM002 | 2017-02-14 | 2017-02-16 | 12 months / 36 months | Akzo Nobel , Lima, OH
7A4OM799 | Camellia Sinensis Leaf Extract | JB | RAW MATERIAL - ARKANSAS | 7A4OM799 | 2018-11-27 | 2019-01-25 | 6 months / 12 months | Bell Flavors and Fragrances, Inc, Middletown, NY
7A4OM962 | Plantacare 818 UP | JB | RAW MATERIAL - ARKANSAS | 7A4OM962 | 2014-03-26 | 2014-03-26 | 12 months / 24 months | BASF, Cincinnati, OH
7A4OP027 | Ceraphyl 41 | NY | RAW MATERIAL - NY | 7A4OP027 | 2013-07-02 | 2014-11-11 | 6 months / 12 months | Ashland formerly ISP Technologies (Assonet, MA)
7A4OP065 | Fragrance Plaisir Gourmand 23 | NY | RAW MATERIAL - NY | 7A4OP065 | 2017-02-13 | 2017-02-16 | 6 months / 12 months | Givaudan, Mt. Olive, NJ
7A4OP073 | Fragrance Bali Leia 5 | NY | RAW MATERIAL - NY | 7A4OP073 | 2017-02-17 | 2017-02-24 | 6 months /12 months | Givaudan, Mt. Olive, NJ
7A4OP081 | Fragrance Sc 2705 Lf | NY | RAW MATERIAL - NY | 7A4OP081 | 2017-02-17 | 2017-02-24 | 6 months /12 months | Givaudan, Mt. Olive, NJ
7A4OP093 | Essential Oil 27A Fragrance | NY | RAW MATERIAL - NY | 7A4OP093 | 2017-05-31 | 2017-06-05 | 6 months /12 months | IFF, Hazlet, NJ
7A4OP113 | Vitis Vinifera (Grape) Fruit Water | NY | RAW MATERIAL - NY | 7A4OP113 | 2016-12-20 | 2017-01-09 | EXP 36 months | Gattefosse Corporation (Cedex, France)
7A4OP197 | D-Panthenol 75W | NY | RAW MATERIAL - NY | 7A4OP197 | 2016-10-07 | 2016-10-11 | 12 months / 24 months | Yifan Xinfu Pharmaceuitical Co, Ltd, Zhejiang China
7A4OP203 | Hydroxyethyl Cellulose - Ri-0427 | NY | RAW MATERIAL - NY | 7A4OP203 | 2013-05-30 | 2014-02-11 | 6,12 months / 36 months | Amerchol (Edison, NJ)
7A4OP205 | Cucumis Sativus (Cucumber) Fruit Rxtract | NY | RAW MATERIAL - NY | 7A4OP205 | 2017-02-17 | 2017-02-24 | 6 months /12 months | Provital S.A (Barbera del Valles, Spain)
7A4OP207 | Phytosphingosine Hcl | NY | RAW MATERIAL - NY | 7A4OP207 | 2016-10-07 |  | 12 months / 24 months | Evonik Industries (Essen, Germany)
7A4OP230 | Tegosoft Ct. | NY | RAW MATERIAL - NY | 7A4OP230 | 2014-02-26 | 2016-06-08 | 18 months / 36 months 12 months/24 months | Stepan (Maywood, NJ) Evonik (Maywood, NJ)
7A4OP345 | CHE Acb Bio-CHElate | NY | RAW MATERIAL - NY | 7A4OP345 | 2012-07-17 | 2012-07-17 |  | Active Concepts, LLC. (Lincolnton, NC)
7A4OP448 | Fresh Scent Type #2 Fragrance | NY | RAW MATERIAL - NY | 7A4OP448 | 2013-01-02 | 2013-01-02 | 6 months / 12 months | International Aromatics (Moonachie, NJ)
7A4OP567 | Surfonic L12-6 Surfactant | NY | RAW MATERIAL - NY | 7A4OP567 | 2017-06-14 | 2017-06-22 | 12 months / 24 months | Huntsman. The Woodlandss, TX 77387
7A4OP601 | Tegosoft Lse 65 K Soft | NY | RAW MATERIAL - NY | 7A4OP601 | 2013-04-09 | 2017-02-21 | 12 months / 24 months | 1. Lubrizol Advanced Materials Europe BVBA (Antwerp, Belgium) 2. Lubrizol Advanced Materials (Calvert City, KY)
7A4OP630 | Fragrance Orchid Dew | NY | RAW MATERIAL - NY | 7A4OP630 | 2013-10-30 |  | 6 months / 12 months | Givaudan (Mount Olive, NJ)
7A4OP705 | Allantoin | NY | RAW MATERIAL - NY | 7A4OP705 | 2013-07-09 | 2013-07-15 | 12 months / 96 months | DSM Nutritional Products (Almeria, Spain)
7A4OP806 | Actipone Lamina | NY | RAW MATERIAL - NY | 7A4OP806 | 2012-11-09 | 2014-09-04 | 12 months / 24 months | Symrise GmbH (Holzminden, Germany)
7A4OQ028 | Emulgin VL-75 | IN | RAW MATERIAL - INDIANA | 7A4OQ028 | 2014-04-15 | 2014-04-21 | 6 months / 12 months | BASF (Dusseldorf, Germany)
7A4OQ084 | Versene 100 | NY | RAW MATERIAL - NY | 7A4OQ084 | 2012-03-12 | 2012-04-19 | 12 months / 24 months | DOW CHEMICAL (Freeport ,TX)
7A4OQ100 | Sp Crodasinic Ls 30 Mbal Lq-(Rb) | NY | RAW MATERIAL - NY | 7A4OQ100 | 2012-03-07 | 2017-01-09 | 12 months / 24 months | Croda Europe (East Yorkshire, United Kingdom)
7A4OQ203 | Carbopol Ultrez-10 | NY | RAW MATERIAL - NY | 7A4OQ203 | 2013-08-29 | 2013-08-29 | 12 months / 24 months | Lubrizol Advanced Materials (Calvert City, KY)
7A4OQ229 | Trisodium Citrate Dihydrate, USP | NY | RAW MATERIAL - NY | 7A4OQ229 | 2013-11-27 | 2013-11-27 | 12 months / 36 months | 1. Tate & Lyle (Calle, Columbia) 2. Jungbunzlauer Austria AG (Wolzenshofen, Austria)
7A4OQ260 | Adult Wipe Fragrance | NY | RAW MATERIAL - NY | 7A4OQ260 | 2012-03-08 | 2012-04-24 | 12 months / 24 months | International Aromatics, Inc. (Moonachie, NJ)
7A4OQ518 | BTC 2125M-50% Maquat Mq2525M-50% Barquat 4250Z | NY | RAW MATERIAL - NY | 7A4OQ518 | 2012-03-09 | 2019-04-30 | 6 months / 24 months | 1. Stepan (Elwood, IL) 2. Pilot (Arlington Heights, IL) 3. Lonza, Inc. (Mapleton, IL)
7A4OQ792 | Aloe Barbadensis Gel 1:1 | NY | RAW MATERIAL - NY | 7A4OQ792 | 2012-03-06 | 2012-04-24 | 12 months / 24 months | Terry Laboratories, Inc. (Melbourne, FL)
7A4OQ826 | Calming Facial Fragrance | IN | RAW MATERIAL - INDIANA | 7A4OQ826 | 2014-10-14 | 2014-11-11 | 12 months / 24 months | International Aromatics (Moonachie, NJ)
7A4OQ855 | Naturals Fragrance | IN | RAW MATERIAL - INDIANA | 7A4OQ855 | 2015-01-13 | 2015-01-14 | 12 months / 24 months | International Aromatics, Inc. 200 Anderson Avenue. Moonachie, NJ 07074
7A4OQ890 | Sodium Metasilicate Pentahydrate | NY | RAW MATERIAL - NY | 7A4OQ890 | 2012-03-12 | 2012-04-24 | 12 months / 24 months | Occidental Chemical / OxyChem (Dallas, TX)
7A4OQ904 | Lemon DUP Fragrance for wet wipes | JB | RAW MATERIAL - ARKANSAS | 7A4OQ904 | 2014-05-20 | 2014-05-20 | 6 months / 12 months | Intarome (Norwood, NJ)
7A4OQ992 | Actiphyte Sea Kelp AQ PH | IN | RAW MATERIAL - INDIANA | 7A4OQ992 | 2014-10-30 | 2014-10-31 | 12 months / 24 months | Active Organics, Inc. (Lewisville, TX)
7A4OS407 | Solumed Isopropyl Alcohol 99% USP | NY | RAW MATERIAL - NY | 7A4OS407 | 2013-05-17 | 2013-05-20 | 12 months / 20 months | Shell Chemicals Canada Ltd (Sarnia, Ontario)
7A4OU351 | Dehydrated Alcohol USP | NY | RAW MATERIAL - NY | 7A4OU351 | 2014-11-10 | 2016-11-02 | 6 months / 12 months | Pharmco (Brookfield, CT)
7A4OU555 | Phenylephrine Hcl, USP | NY | RAW MATERIAL - NY | 7A4OU555 | 2018-04-27 | 2018-05-03 | 12 months / 36 months | Iwaki Seiyaku CO. Ltd, Japan
7A4OX131 | Hydrogen Peroxide (B-Cap 35 Mup) | NY | RAW MATERIAL - NY | 7A4OX131 | 2019-02-06 | 2019-08-02 | 3 months / 12 months | PeroxyChem LLC, 2005 Market St, Philadelphia, PA 19103
7A4OX231 | D&C Yellow 10 (D&C Grade) | NY | RAW MATERIAL - NY | 7A4OX231 | 2019-04-05 | 2019-05-06 | 24 months / 72 months | Sensient Colors LLC, St. Louis, MO 63106
7ACHE01 | Lamesoft Po 65 | NY | RAW MATERIAL - NY | 7ACHE01 | 2016-08-03 |  | 12 months / 24 months | BASF Corp, Ludwigshafen, Germany
7ACHE02 | Caprylic/Capric Triglyceride | NY | RAW MATERIAL - NY | 7ACHE02 | 2016-08-03 |  | 6 months / 12 months | BASF, Mauldin, SC
7ACHE03 | Bahama Wave 12-15-66665 | IN | RAW MATERIAL - INDIANA | 7ACHE03 | 2016-08-03 |  | 6 months / 24 months | International Aromatics (Moonachie, NJ)
7ACHE06 | Apricot FCL Fragrance 12-15-67645 | IN | RAW MATERIAL - INDIANA | 7ACHE06 | 2016-08-04 |  | 3 months / 6 months | International Aromatics (Moonachie, NJ)
7ACHE07 | Night Calming FCL Fragrance Symrise734732 | IN | RAW MATERIAL - INDIANA | 7ACHE07 | 2016-05-16 | 2016-06-20 | 6 months / 12 months | Symrise, 300 North Street, Teterboro, NJ 07608
7ACHE08 | CHE Detoxifying FCL Fragrance 12-15-68055 | IN | RAW MATERIAL - INDIANA | 7ACHE08 | 2016-02-10 | 2016-02-11 | 6 months / 12 months | International Aromatics, Inc. 200 Anderson Avenue. Moonachie, NJ 07074
7ACHE10 | Vivapur COS 8 | IN | RAW MATERIAL - INDIANA | 7ACHE10 | 2016-04-20 | 2016-06-20 | 12 months / 48 months | J. Rettenmaier & Sohne GMBH+Co Rosenberg, Germany
7ACHE11 | Radiant 2 RTC-000069 | IN | RAW MATERIAL - INDIANA | 7ACHE11 | 2016-08-18 | 2019-01-16 | 6 months / 12 months | Takasago International Corporation (Harriman, NY)
7ACHE12 | Actiphyte Soybean GL | IN | RAW MATERIAL - INDIANA | 7ACHE12 | 2016-08-04 |  | 12 months / 24 months | Active Organics, Inc, Lewisville, TX
7ACHE13 | Plantasil Micro | IN | RAW MATERIAL - INDIANA | 7ACHE13 | 2016-08-08 |  | 9 months / 18 months | BASF Corporation (Dusseldorf, Germany)
7ACHE14 | Actiplex 5413 GL | IN | RAW MATERIAL - INDIANA | 7ACHE14 | 2016-08-08 |  | 12 months / 24 months | Active Organics (Lewisville, TX)
7ACHE15 | Bell Botanical Blend # 6814490 | IN | RAW MATERIAL - INDIANA | 7ACHE15 | 2016-08-30 | 2016-09-29 | 3 months / 6 months | Bell Flavors & Fragrances, Inc, Middletown , NY
7ACHE20P | Powerman | IN | RAW MATERIAL - INDIANA | 7ACHE20P | 2016-09-28 | 2016-09-29 | 0 months/ 12 months | Symrise GmbH (Holzminden, Germany)
7ACHE22P | Lactic Acid | IN | RAW MATERIAL - INDIANA | 7ACHE22P | 2018-11-20 | 2018-11-27 | 12 months / 24 months | Jungbunzlauer, France
7ACHE24P | Coconut Milk Extract | IN | RAW MATERIAL - INDIANA | 7ACHE24P | 2017-01-04 | 2017-01-09 | 6 months / 12 months | Carrubba Inc, 70 Research dr. Milford, CT 06460
7ACHE29P | Orange Flower Extract | IN | RAW MATERIAL - INDIANA | 7ACHE29P | 2017-01-04 | 2017-01-09 | 6 months / 12 months | Carrubba Inc, 70 Research dr. Milford, CT 06460
7ACHE30P | Grapefruit Extract | IN | RAW MATERIAL - INDIANA | 7ACHE30P | 2017-01-04 | 2017-01-09 | 6 months / 12 months | Carrubba Inc, 70 Research dr. Milford, CT 06460
7ACHE35 | White Tea FCL Fragrance 12-16-71153 | JB | RAW MATERIAL - ARKANSAS | 7ACHE35 | 2017-02-08 | 2017-02-08 | 3 months / 6 months | International Aromatics (Moonachie, NJ)
7ACHE37 | Hexyl Cellosolve | JB | RAW MATERIAL - ARKANSAS | 7ACHE37 | 2017-09-19 | 2017-09-21 | 6 months / 24 months | Dow Chemical company (Deer Park, Tx)
7ACHE38 | Plurafac SL-62 | JB | RAW MATERIAL - ARKANSAS | 7ACHE38 | 2019-01-16 | 2019-01-21 | 12 months / 24 months | BASF Corporation, 3455 southport Rd, Spartanburg, SC 29302
7ACHE40 | Neossance Hemisqualane HF | IN | RAW MATERIAL - INDIANA | 7ACHE40 | 2019-01-16 | 2019-01-21 | 18 months / 36 months | Aprinnova, 2271 Andrew Jackson Highway NE, Leland N.C. 28451
7ACHE41 | Stabylen-30 | IN | RAW MATERIAL - INDIANA | 7ACHE41 | 2019-01-16 | 2019-01-21 | 12 months / 24 months | 3V Sigma USA, 888 Woodstock street, Georgetown, SC 29440
7ACHE43 | Jarplex SB-12 | IN | RAW MATERIAL - INDIANA | 7ACHE43 | 2019-01-16 | 2019-01-21 | 12 months / 24 months | Jarchem Industries Inc, 414 Wilson ave, Newark, NJ
7ACHE44 | Natural Oil Blend NP | IN | RAW MATERIAL - INDIANA | 7ACHE44 | 2019-01-16 | 2019-01-21 | 6 months / 12 months | Provital, S.A, 08210 Barbera Del Valles, Barcelona, Spain
7ACHE47 | Green Tea NP | IN | RAW MATERIAL - INDIANA | 7ACHE47 | 2017-07-20 |  | 3 months / 6 months | Bell Flavors and Fragrances, Middletown, NY 10940
7ACHE47 | Green Tea NP | IN | RAW MATERIAL - INDIANA | 7ACHE47 | 2018-02-02 |  | 3 months / 6 months | Bell Flavors and Fragrances, Middletown, NY 10940
7ACHE48 | Night Calming Fragrance 12-17-73210 | IN | RAW MATERIAL - INDIANA | 7ACHE48 | 2018-01-12 | 2018-01-25 | 12 months / 24 months | International Aromatics Inc, 200 Anderson Ave, Moonachie, NJ
7ACHE49 | Tahitian Island Fragrance, 12-17-71790 | IN | RAW MATERIAL - INDIANA | 7ACHE49 | 2018-02-13 | 2018-02-15 | 12 months / 24 months | International Aromatics Inc, 200 Anderson Ave, Moonachie, NJ
7ACHE50 | Green Tea Melon Frag 12-16-69608 | IN | RAW MATERIAL - INDIANA | 7ACHE50 | 2018-08-31 | 2018-09-06 | 12 months / 24 months | International Aromatics Inc, 200 Anderson Ave, Moonachie, NJ
7ACHE51 | Peaches & Honey Frag 12-16-70008 | IN | RAW MATERIAL - INDIANA | 7ACHE51 | 2018-08-31 | 2018-09-06 | 12 months / 24 months | International Aromatics Inc, 200 Anderson Ave, Moonachie, NJ
7ACHE53 | Gluconic Acid 50% | IN | RAW MATERIAL - INDIANA | 7ACHE53 | 2018-07-02 | 2018-07-12 | 8 months / 17 months | Jungbunzlauer, France
7ACHE54 | Modified Cucumber & Green Tea Fragrance | IN | RAW MATERIAL - INDIANA | 7ACHE54 | 2018-08-24 | 2018-08-30 | 12 months / 24 months | International Aromatics Inc, 200 Anderson Ave, Moonachie, NJ
7ACHE57P | Aromatic Chamomile Extract Blend (N37329-WS) | IN | RAW MATERIAL - INDIANA | 7ACHE57P | 2019-06-24 |  | 6 months / 12 months | Carrubba Inc, 70 Research dr. Milford, CT 06460
7ACHE60P | Festive Cranberry MOD 1 | IN | RAW MATERIAL - INDIANA | 7ACHE60P | 2018-10-17 | 2018-10-24 | 6 months / 12 months | Givaudan, Mt. Olive, NJ
7ACHE61P | Sodium Benzoate EDF NF/FCC | IN | RAW MATERIAL - INDIANA | 7ACHE61P | 2018-10-18 | 2018-10-24 | 12 months / 24 months | Emerald Performance Materials, LLC (Kalama, WA)
7ACHE67 | Age Defying WS Fragrance | JB | RAW MATERIAL - ARKANSAS | 7ACHE67 | 2019-06-21 |  | 12 months / 24 months | International Aromatics, Inc. 200 Anderson Ave, Moonachie, NJ 07074
7ACHE68 | Evening Soothe WS Fragrance | JB | RAW MATERIAL - ARKANSAS | 7ACHE68 | 2019-06-19 | 2019-06-20 | 6 months / 12 months | Premier Specialties, Inc. (Middlesex, NJ)
7ACHE69 | Ultra Calm WS Fragrance | JB | RAW MATERIAL - ARKANSAS | 7ACHE69 | 2019-06-18 | 2019-06-20 | 12 months / 24 months | International Aromatics, Inc. 200 Anderson Ave, Moonachie, NJ 07074
7ACHE70 | Radiant WS Fragrance | JB | RAW MATERIAL - ARKANSAS | 7ACHE70 | 2019-06-17 | 2019-06-20 | 6 months / 12 months | Takasago International Corporation (Harriman, NY)
7ACHE71 | Fresh Spring Fragrance | JB | RAW MATERIAL - ARKANSAS | 7ACHE71 | 2019-06-24 |  | 6 months / 12 months | Symrise, Inc.
7B4AA580 | Acetic Acid - USP | NY | RAW MATERIAL - NY | 7B4AA580 | 2014-05-14 |  | 12 months / 24 months | Eastman Chemical, Kingsport, TN
7B4AL930 | Gluconic Acid 50% Technical | NY | RAW MATERIAL - NY | 7B4AL930 | 2012-03-08 | 2012-04-28 | 6 months / 36 months | PMP Fermentation Products, Inc. (Peoria, Illinois)
7B4FD110 | Boric Acid USP/Nf | NY | RAW MATERIAL - NY | 7B4FD110 | 2012-03-14 | 2012-05-08 | 12 months / 36 months | Francais Borax (Coudekerque-Branche Cedex- France)
7B4GB598 | Pumice | NY | RAW MATERIAL - NY | 7B4GB598 | 2012-03-08 | 2012-04-24 | 12 months / 84 months | C. R. Minerals Corporation (San Juan Pueblo, NM)
7B4OA160 | Actiphyte Of Comfrey Bg50P | NY | RAW MATERIAL - NY | 7B4OA160 | 2012-03-08 | 2012-04-24 | 12 months / 24 months | Active Organics (Lewisville, TX)
7B4OA234 | Actiplex 2883 PH | IN | RAW MATERIAL - INDIANA | 7B4OA234 | 2012-03-08 | 2015-06-02 | 12 months / 24 months | Active Organics (Lewisville, TX)
7B4OA242 | Citric Acid USP Anhydrous Granular | IN | RAW MATERIAL - INDIANA | 7B4OA242 | 2012-03-08 | 2012-04-24 | 12 months / 24 months | Archer Daniels Midland (ADM) (Southport, NC)
7B4OA347 | Calming Waters Inci W/Symfresh | NY | RAW MATERIAL - NY | 7B4OA347 | 2018-08-13 | 2018-08-14 | 6 months / 12 months | Symrise, Inc, Branchburg, NJ
7B4OA709 | Bell Fragrance | NY | RAW MATERIAL - NY | 7B4OA709 | 2015-09-16 | 2015-09-18 | 6 months/18 months | Bell Flavors & Fragrances, Inc. 12 Sprague Ave, Middletown, NY 10940
7B4OA863 | Lavender Extract | IN | RAW MATERIAL - INDIANA | 7B4OA863 | 2014-11-13 | 2014-11-19 | 6 months / 12 months | Carrubba Inc, 70 Research dr. Milford, CT 06460
7B4OB690 | Vm&P Naphtha Ht | NY | RAW MATERIAL - NY | 7B4OB690 | 2012-03-06 | 2012-04-26 |  | Shell (Not available)
7B4OC109 | Antifoam Af-Emulsion | NY | RAW MATERIAL - NY | 7B4OC109 | 2012-03-09 | 2012-04-24 | 12 months / 18 months | Silchem (Ontario, Canada) Dow Corning Corporation (Carrollton, KY)
7B4OD232 | Propylene Glycol USP | NY | RAW MATERIAL - NY | 7B4OD232 | 2012-03-06 | 2012-04-24 | 6 months / 24 months | 1. Dow Chemical (Freeport, TX) 2. Lyondel (Pasadena, TX)
7B4OM799 | Cucumber Extract in Glycerin NP | JB | RAW MATERIAL - ARKANSAS | 7B4OM799 | 2012-03-08 | 2019-06-11 | 12 months / 24 months | Lipotec (Lewisville, TX) & Bell Flavors and Fragrances, Inc
7B4OP027 | Abil B88183 pH | NY | RAW MATERIAL - NY | 7B4OP027 | 2013-01-30 | 2018-06-14 | 12 months / 24 months | Evonik Goldschmidt Corporation (Essen, Germany)
7B4OP065 | Chamomile Flower Extract | NY | RAW MATERIAL - NY | 7B4OP065 | 2017-02-17 | 2017-02-24 | 12 months /36 months | Alban Muller Int’l (Vincennes France)
7B4OP093 | PEG-4 | NY | RAW MATERIAL - NY | 7B4OP093 | 2017-06-08 | 2017-07-24 | 18 months /36 months | Dow Chemical, Midland, MI
7B4OP113 | Mentha Piperita Extract | NY | RAW MATERIAL - NY | 7B4OP113 | 2016-12-08 | 2016-12-13 | 6 months / 18 months | Silab, Saint-Viance, France
7B4OP118 | Polyethylene Glycol 1450 (PEG-32) Nf, Flake (Inhibited) | NY | RAW MATERIAL - NY | 7B4OP118 | 2013-06-05 | 2016-12-20 | 6 months / 24 months | The Dow Chemical Company (Midland, MI)
7B4OP203 | Diazolidinyl Urea – Ri-1157 | NY | RAW MATERIAL - NY | 7B4OP203 | 2013-03-14 | 2017-02-27 | 12 months / 24 months | ISP Technologies / Sutton Labs (Chatham, NJ)
7B4OP205 | Fragrance Emma 8 | NY | RAW MATERIAL - NY | 7B4OP205 | 2017-02-17 | 2017-02-24 | 6 months /12 months | Givaudan, Mt. Olive, NJ
7B4OP209 | Tinogard Hs | NY | RAW MATERIAL - NY | 7B4OP209 | 2013-05-21 | 2013-05-21 | 12 months / 60 months | BASF (Grenzach-Wyhlen, Germany) BASF (Schweizerhalle, Switzerland)
7B4OP230 | Cosvat (Elestab Cpn Ultra Pure) | NY | RAW MATERIAL - NY | 7B4OP230 | 2014-02-06 | 2014-02-07 | 12 months / 24 months 24 months/48 months | BASF France (Pulnoy, France) Vivimed Labs LTD, Narsapur Mandal, India
7B4OP284 | Sodium Citrate USP | NY | RAW MATERIAL - NY | 7B4OP284 | 2015-04-07 | 2014-10-30 | 12 months / 60 months (Sucroal) & 36 months (ADM) | Sucroal SA (formerly Tate and Lyle) (Cali, Columbia) ADM, Southport, NC & Univar
7B4OP601 | Hexylene Glycol | NY | RAW MATERIAL - NY | 7B4OP601 | 2012-09-13 | 2014-09-09 | 12 months / 24 months | Arkema (La Chambre, France)
7B4OP661 | Pemulen Tr-2 | NY | RAW MATERIAL - NY | 7B4OP661 | 2014-04-08 | 2014-04-11 | 12 months / 24 months | Lubrizol Advanced Materials (Calvert City, Kentucky)
7B4OP705 | Zinc Gluconate | NY | RAW MATERIAL - NY | 7B4OP705 | 2013-07-09 | 2013-07-15 | 12 months / 36 months | Givaudan (Lyon, France)
7B4OQ028 | Sorbitan Monolaurate | IN | RAW MATERIAL - INDIANA | 7B4OQ028 | 2014-06-14 | 2014-06-16 | 12 months / 24 months | Croda New Castle, DE
7B4OQ084 | Tergitol 15-S-12 | NY | RAW MATERIAL - NY | 7B4OQ084 | 2012-03-12 | 2012-04-22 | 12 months / 24 months | Dow Chemical (Freeport, TX)
7B4OQ156 | AC Retinol Liposome PF | IN | RAW MATERIAL - INDIANA
7B4OQ209 | Disodium pHosphate Food Grade | NY | RAW MATERIAL - NY | 7B4OQ209 | 2012-03-12 | 2012-04-24 | 6 months / 24 months | 1. Prayon (Augusta, GA) 2. ICL Performance Products (Lawrence, KS)
7B4OQ214 | Sorbic Acid/FCC | NY | RAW MATERIAL - NY | 7B4OQ214 | 2012-03-12 | 2012-04-26 | 12 months / 24 months | Nantong Acetic (Jiangsu, China)
7B4OQ595 | Bronopol | NY | RAW MATERIAL - NY | 7B4OQ595 | 2012-03-13 | 2012-05-01 | 1. 6 months / 36 months 2. 6 months / 24 months | 1. BASF (Jiangsu, China) 2. Inolex Chemical (Philadelphia, PA)
7B4OQ794 | Disodium Edta-USP | NY | RAW MATERIAL - NY | 7B4OQ794 | 2013-12-16 | 2014-10-14 | 12 months / 24 months | Dow Chemical (Freeport, Tx) AKZO NOBEL Functional Chemicals
7B4OQ855 | Hydromanil H. GL | IN | RAW MATERIAL - INDIANA | 7B4OQ855 | 2014-10-22 | 2014-10-27 | 12 months / 24 months | Provital Group (Barcelona, Spain)
7B4OQ992 | Refined Sea Salt | IN | RAW MATERIAL - INDIANA | 7B4OQ992 | 2014-11-04 | 2014-11-05 | 12 months / 24 months | Morton Salt (Newark, CA)
7B4OU351 | Citric Acid Anhydrous USP/Nf | NY | RAW MATERIAL - NY | 7B4OU351 | 2016-11-01 | 2019-01-16 |  | S.A Citrique Belge N.V( Distributed by Univar)
7B4OX110 | Oleth-10 | NY | RAW MATERIAL - NY | 7B4OX110 | 2012-03-15 | 2012-05-01 | 12 months / 24 months | Protameen Chemicals (Totowa, NJ)
7B4OX131 | 1-Hydroxyethylidene-1, 1-Diphosphonic Acid | NY | RAW MATERIAL - NY | 7B4OX131 | 2019-05-20 | 2019-06-03 | 12 months / 24 months | Italmatch USA Corporation, Corporation Rd. Newport, UK
7B4OX232 | CHE Alcohol SDa40-B 190 Proof | NY | RAW MATERIAL - NY | 7B4OX232 | 2012-03-01 | 2012-04-19 | 6 months / 36 months | 1. Equistar Chemicals (Tuscola, IL) 2. Pharmco Products (Brookfield, CT) 3. Archer Daniels Midland (Decatur, IL)
7C4AA580 | Fragrance - Grapefruit Blossom & Orange | NY | RAW MATERIAL - NY | 7C4AA580 | 2014-05-21 |  | 6 months / 12 months | Intarome (Norwood, NJ)
7C4FD110 | Sodium Hydroxide Pellets NF/FCC | NY | RAW MATERIAL - NY | 7C4FD110 | 2013-09-26 | 2019-03-20 | 12 months / 30 months(EKA Chemicals) 12 months/ 36 months (General Chemicals) | General Chemical LLC (Midlothian, TX) EKA Chemicals (Bohus, Sweden)
7C4OA160 | Extrapone Chamomile Special | NY | RAW MATERIAL - NY | 7C4OA160 | 2012-03-15 | 2012-04-24 | 15 months / 18 months | Symrise
7C4OA709 | PEG-75 Shea Butter Glycerides (Lipex 102E-75 100%) | NY | RAW MATERIAL - NY | 7C4OA709 | 2015-10-13 | 2015-10-15 | 6 months / 24 months | AAK, Sweeden
7C4OA863 | Chamomile Extract | IN | RAW MATERIAL - INDIANA | 7C4OA863 | 2014-11-17 | 2014-11-24 | 6 months / 12 months | Carrubba Inc, 70 Research dr. Milford, CT 06460
7C4OB853 | Gantrez Es 225Bf | NY | RAW MATERIAL - NY | 7C4OB853 | 2012-03-07 | 2012-04-24 | 12 months / 24 months | ISP Technologies, Inc.
7C4OF250 | Butylene Glycol | IN | RAW MATERIAL - INDIANA | 7C4OF250 | 2012-02-28 | 2012-04-22 | 12 months / 24 months | Oxea (Bishop, Texas)
7C4OG169 | Ammonium Chloride | NY | RAW MATERIAL - NY | 7C4OG169 | 2012-03-15 | 2012-04-26 | 12 months / 24 months | BASF AG
7C4OG735 | Sodium Bicarbonate | IN | RAW MATERIAL - INDIANA | 7C4OG735 | 2012-03-12 | 2012-05-07 | 12 months / 24 months | Church & Dwight
7C4OP027 | Camellia Oleifera Leaf Extract | NY | RAW MATERIAL - NY | 7C4OP027 | 2015-06-25 | 2018-05-08 | 12 months / 24 months | SM-Lipotec USA, Inc. (Lewisville, TX)
7C4OP054 | Betaine | NY | RAW MATERIAL - NY | 7C4OP054 | 2016-10-11 | 2016-10-11 | 12 months / 36 months | DuPont Tate and Lyle Bio Products Co (Loudon, TN)
7C4OP065 | Sodium Lauroamphoacetate 30% | NY | RAW MATERIAL - NY | 7C4OP065 | 2017-02-13 | 2017-02-16 | 6 months / 12 months | Solvay (Winder, GA)
7C4OP081 | Extrapone Green Tea Gw 660403 | NY | RAW MATERIAL - NY | 7C4OP081 | 2017-07-20 | 2017-07-27 | 12 months / 24 months | Symrise, Holzminden, Germany
7C4OP203 | Leontopodium Alpinum Flower/Leaf Extract – Ri-119235 | NY | RAW MATERIAL - NY | 7C4OP203 | 2013-03-14 | 2013-03-22 | 3,6 months / 18 months | Cosmetochem Intl AG (Steinhausen, Switzerland)
7C4OP230 | Cetiol Cc | NY | RAW MATERIAL - NY | 7C4OP230 | 2014-01-29 | 2014-01-30 | 12 months / 24 months | BASF GmbH (Dusseldorf, Germany)
7C4OP284 | Grape Fruit Extract | NY | RAW MATERIAL - NY | 7C4OP284 | 2015-10-01 | 2018-04-09 | 12 months / 24 months | Active Organics, Inc. (Lewisville, TX)
7C4OP601 | Glycerox 767 | NY | RAW MATERIAL - NY | 7C4OP601 | 2012-04-24 | 2017-09-05 | 12 months / 24 months | Croda, Inc.
7C4OQ028 | Isohexadecane | IN | RAW MATERIAL - INDIANA | 7C4OQ028 | 2014-06-18 | 2014-06-19 | 12 months / 60 months | Ineos, Germany
7C4OQ156 | Ascorbyl PM | IN | RAW MATERIAL - INDIANA | 7C4OQ156 | 2015-01-07 | 2015-01-08 | 12 months / 24 months | Showa Denko K.K Kawasaki, Japan
7C4OU351 | Trisodium Citrate Dihydrate, USP | NY | RAW MATERIAL - NY | 7C4OU351 | 2016-11-01 | 2016-11-02 | 12 months / 36 months | 1. Tate & Lyle (Calle, Columbia) 2. Jungbunzlauer Austria AG (Wolzenshofen, Austria)
7D4AA580 | Monoethanolamine | NY | RAW MATERIAL - NY | 7D4AA580 | 2014-04-25 | 2014-04-26 | 12 months / 24 months | Dow Chemical, Placquemine, LA
7D4AB636 | Benzocaine USP | NY | RAW MATERIAL - NY | 7D4AB636 | 2013-11-27 | 2013-12-02 | 12 months / 60 months | Norbrook Laboratories Ltd.
7D4FD110 | Purified Water USP | NY | RAW MATERIAL - NY | 7D4FD110 | 2013-05-10 |  | NA / 1 Day | NP/PDI
7D4OA863 | Lavender Silk Encapsulated Fragrance (myrcene free) | IN | RAW MATERIAL - INDIANA | 7D4OA863 | 2016-04-14 | 2016-06-20 | 12 months / 18 months | Salvona, LLC Dayton, NJ
7D4OB853 | Acetyl Tributyl Citrate | NY | RAW MATERIAL - NY | 7D4OB853 | 2012-03-14 | 2012-04-30 | 12 months / 24 months | Vertellus Performance Materials, Inc.
7D4OD232 | Propylparaben USP | NY | RAW MATERIAL - NY | 7D4OD232 | 2013-12-16 | 2013-12-16 | 6 months / 36 months | Ueno (Japan)
7D4OD376 | Vitamin A & D3 | IN | RAW MATERIAL - INDIANA | 7D4OD376 | 2014-11-04 | 2014-11-05 | 12 months / 24 months | DSM Nutritional Products, Kaiseraugst, Switzerland
7D4OG169 | Glass Wipe Fragrance | NY | RAW MATERIAL - NY | 7D4OG169 | 2012-03-15 | 2012-04-30 | 12 months / 24 months | International Aromatics, Inc. (Moonachie, NJ)
7D4OP065 | Glydant Plus Liquid | NY | RAW MATERIAL - NY | 7D4OP065 | 2017-02-16 | 2017-02-24 | 9 months / 18 months | Lonza, Williamsport, PA
7D4OP081 | Honeybush Tea Extract 173705 PF | NY | RAW MATERIAL - NY
7D4OP118 | Grapefruit Extract | NY | RAW MATERIAL - NY | 7D4OP118 | 2013-06-17 | 2016-12-22 | 6 months / 12 months | Active Organics, Inc. (Lewisville, TX) Arch Chemicals, Inc. (Lonza) (Norwalk, CT)
7D4OP203 | Dimethicone Copolyol Ri-2322 | NY | RAW MATERIAL - NY | 7D4OP203 | 2013-03-18 | 2013-03-19 | 6,12 months / 12 months | Dow Corning Corporation (Midland, MI)
7D4OP230 | Propanediol, USP/Nf | NY | RAW MATERIAL - NY | 7D4OP230 | 2014-02-10 | 2019-05-09 | 12 months / 24 months | DuPont Tate and Lyle Bio Products Co (Loudon, TN)
7D4OP601 | Euxyl K 702 | NY | RAW MATERIAL - NY | 7D4OP601 | 2012-05-01 | 2012-05-01 | 6 months / 17 months | Schulke, Inc (Norderstedt, Germany)
7D4OQ028 | Dicaprylyl Ether | IN | RAW MATERIAL - INDIANA | 7D4OQ028 | 2014-04-15 | 2014-04-21 | 12 months / 24 months | BASF (Dusseldorf, Germany)
7D4OQ214 | Disodium Edta | NY | RAW MATERIAL - NY | 7D4OQ214 | 2012-03-13 | 2012-05-01 | 6 months / 24 months | 1. Dow Chemical Company (Freeport, TX) 2. BASF Corporation (Ludwigshafen, Germany)
7D4OQ967 | PEG-75 Lanolin | NY | RAW MATERIAL - NY | 7D4OQ967 | 2012-03-14 | 2012-05-01 | 6 months / 24 months | Protameen Chemicals (Totowa, NJ)
7D4OUXP1 | R&D Glycopyrronium Tosylate Monohydrate | NY | RAW MATERIAL - NY | 7D4OUXP1 | 2016-07-19 | 2017-07-12 | 24 months / 24 months | AMSA-Anonima Materie Sintetiche and Affini S.P.A STAB: VIA G. DI VITTORIO,6 22100 COMO, MILAND
7E4AS318 | Sodium Benzoate NF/FCC | NY | RAW MATERIAL - NY | 7E4AS318 | 2012-03-12 | 2012-04-30 | 12 months / 24 months | Emerald Performance Materials, LLC (Kalama, WA)
7E4OA863 | Lav Silk Stab Mod 2 (myrcene free) | IN | RAW MATERIAL - INDIANA | 7E4OA863 | 2016-04-14 | 2016-06-20 | 6 months / 12 months | Givaudan (Mount Olive, NJ)
7E4OP065 | Benzyl Alcohol | NY | RAW MATERIAL - NY | 7E4OP065 | 2017-02-17 | 2017-02-24 | 12 months /24 months | Berje , Bloomfeild, NJ Emerald Kalma Chemical, Kalama, WA
7E4OP203 | Cocamidopropyl Dimonium Chloride pHosphate Ri-1059 | NY | RAW MATERIAL - NY | 7E4OP203 | 2013-03-14 | 2013-03-22 | 3,6 months / 24 months | Archer Daniels Midland Co. (ADM) (Southport, NC)
7E4OP230 | Lexfeel Natural | NY | RAW MATERIAL - NY | 7E4OP230 | 2014-02-14 | 2014-02-14 | 12 months / 36 months | Inolex Chemical Company (Philadelphia, PA)
7E4OP601 | Nipaguard Ipf | NY | RAW MATERIAL - NY | 7E4OP601 | 2012-10-09 | 2012-10-10 |  | Clariant Corporation BU-IV Biocides (Mount Holly, NC)
7E4OP806 | Hexylene Glycol | NY | RAW MATERIAL - NY | 7E4OP806 | 2012-10-23 | 2018-05-30 | 6 months / 18 months | Arkema, INC (La Chambre, France)
7E4OQ028 | Ethylhexyl Hydroxystearate | IN | RAW MATERIAL - INDIANA | 7E4OQ028 | 2014-06-18 | 2014-06-19 | 12 months / 24 months | Lubrizol, Clifton, NJ
7F4BP869 | Citric Acid Anhydrous - USP | NY | RAW MATERIAL - NY | 7F4BP869 | 2013-12-20 | 2013-12-20 |  | Archer Daniels Midland (ADM) (Southport, NC) S.A Citrique Belge N.V( Distributed by Univar)
7F4OA160 | PEG-40 Hydrogenated Castor Oil | NY | RAW MATERIAL - NY | 7F4OA160 | 2012-03-14 | 2015-08-18 | 12 months / 24 months | BASF Corporation (Ludwigshafen, Germany)
7F4OP027 | CHE Arlasilk pHospholipid Ptc | NY | RAW MATERIAL - NY | 7F4OP027 | 2013-04-26 | 2014-11-11 |  | Croda, Inc. (New Castle, DE)
7F4OP065 | Mineral Oil 70 Sus | NY | RAW MATERIAL - NY | 7F4OP065 | 2017-02-16 | 2017-02-24 | 18 months /36 months | Calumet Penreco, Karns City, PA BP Amoco, Whiting, IN
7F4OP203 | PEG-11 Methyl Ether Dimethicone - Ri-24039 | NY | RAW MATERIAL - NY | 7F4OP203 | 2013-03-19 | 2013-03-19 | 12 months / 24 months | Shin-Etsu Chemical (Chiyodaku Tokyo, Japan)
7F4OP230 | Diva Mod 4 Ry-007326 | NY | RAW MATERIAL - NY | 7F4OP230 | 2014-01-08 | 2014-01-09 | 3 months / 6 months | Takasago International Group (Northvale, NJ)
7F4OP601 | CHE Isononyl Isononanoate | NY | RAW MATERIAL - NY | 7F4OP601 | 2012-04-26 | 2014-09-26 |  | Stearinerie Dubois Fils (Ciron, France)
7F4OP806 | Phenoxyethanol | NY | RAW MATERIAL - NY | 7F4OP806 | 2013-04-09 | 2015-03-13 | 12 months / 30 months (galaxy) 12months/24 months (Dow) | Galaxy Surfactant Ltd (Jhagadia, India) Dow Chemical Company, Freeport, TX
7F4OQ028 | Octyldodecyl Stearoyl Stearate | IN | RAW MATERIAL - INDIANA | 7F4OQ028 | 2014-05-28 |  | 12 months / 24 months | Alzo International Sayreville, NJ
7G4OA160 | Fragrance Floresta 443115 K | NY | RAW MATERIAL - NY | 7G4OA160 | 2018-01-31 | 2018-02-01 | 9 months / 18 months | Firmenich Plainsboro, New Jesrsy
7G4OP027 | SD Alcohol 40-B 200 Proof | NY | RAW MATERIAL - NY | 7G4OP027 | 2013-11-20 | 2013-11-20 |  | Equistar Chemicals, LP (Tuscola, IL)
7G4OP203 | Solutions Destination Cleansing 5351254 – Ri-120765 | NY | RAW MATERIAL - NY | 7G4OP203 | 2013-03-20 | 2013-03-22 | 6 months / 12 months | Int’l Flavors and Fragrances (New York, NY)
7G4OP308 | Perfume Meadow Mist Rq-1222 | NY | RAW MATERIAL - NY | 7G4OP308 | 2012-08-21 | 2017-04-12 | 6 months / 12 months | Takasago Corporation (Rockleigh, New Jersey)
7G4OP601 | Dermol ISP | NY | RAW MATERIAL - NY | 7G4OP601 | 2013-01-30 | 2017-08-02 |  | ALZO International, Inc (Sayreville, NJ)
7G4OP806 | Sea Salt Extra Fine | NY | RAW MATERIAL - NY | 7G4OP806 | 2012-10-19 | 2018-11-05 | 12 months / 48 months | Morton Salt (Cape Canaveral, FL)
7G4OQ028 | Aminomethylpropanol | IN | RAW MATERIAL - INDIANA | 7G4OQ028 | 2014-06-13 | 2014-06-16 | 12 months / 36 months | ANGUS , Ibbenburen, Germany
7H4OP027 | Actiphyte Of Japanese Green Tea Bg50P | NY | RAW MATERIAL - NY | 7H4OP027 | 2013-10-29 | 2013-10-29 | 12 months/ 24 months | Active Organics (Lewisville, TX)
7H4OP203 | Hexylene Glycol - Ri-0425 | NY | RAW MATERIAL - NY | 7H4OP203 | 2013-02-20 | 2014-02-11 | 12 months / 24 months | Arkema/France (La Chambre, France)
7H4OP308 | Feverfew Cmp-02A | NY | RAW MATERIAL - NY | 7H4OP308 | 2013-03-18 | 2019-01-08 | 12 months / 24 months | Ashland Inc, (Ossining, New York)
7H4OP601 | CHE Dub Pto | NY | RAW MATERIAL - NY | 7H4OP601 | 2013-04-17 | 2014-06-19 | 12 months/ 24 months | Stearinerie-DuBois (Seppic, Inc.) (Scoury, France)
7H4OP806 | Kelp & Sea Salt Fragrance | NY | RAW MATERIAL - NY | 7H4OP806 | 2013-04-04 | 2013-07-09 | 6 months / 12 months | Symrise (Teterboro, NJ)
7H4OQ028 | Fragrance IA 12-18-75258 | IN | RAW MATERIAL - INDIANA | 7H4OQ028 | 2014-06-18 | 2018-04-03 | 12 months / 24 months | International Aromatics (Moonachie, NJ)
7J4OP027 | Actiphyte Of Cucumber Gl | NY | RAW MATERIAL - NY | 7J4OP027 | 2012-04-19 | 2012-05-15 |  | Active Organics (Lewisville, TX)
7J4OP203 | PEG-90M - Ri-1183 | NY | RAW MATERIAL - NY | 7J4OP203 | 2013-03-20 | 2013-03-22 | 12 months / 24 months | Amerchol (Midland, MI)
7J4OP485 | Butylene Glycol | NY | RAW MATERIAL - NY | 7J4OP485 | 2013-04-29 | 2014-01-28 |  | Oxea Chemicals (Bishop, Texas)
7J4OP601 | CHE Tegosoft Co | NY | RAW MATERIAL - NY | 7J4OP601 | 2013-04-26 | 2014-07-07 |  | Evonik Goldschmidt Corporation (Essen, Germany)
7K4OP027 | Fragrance 5831-At 01 Gn Mod2 If | NY | RAW MATERIAL - NY | 7K4OP027 | 2012-08-01 | 2018-06-08 |  | International Flavors & Fragrances, Inc (Hazlet, NJ)
7K4OP601 | CHE Actiphyte Of Aloe Vera 10 Fold Gl | NY | RAW MATERIAL - NY | 7K4OP601 | 2012-06-19 | 2017-08-31 |  | Active Organics (Lewisville, TX)
7L4OP027 | Menthol USP | NY | RAW MATERIAL - NY | 7L4OP027 | 2012-05-31 | 2017-09-15 |  | Penta Manufacturing Company (Livingston, NJ)
7L4OP203 | Glycerin - Ri-0420 | NY | RAW MATERIAL - NY | 7L4OP203 | 2013-03-19 | 2013-03-19 | 12 months / 24 months | Emery Oleochemical (Cincinnati, Ohio)
7L4OP485 | Polysorbate 20 Nf | NY | RAW MATERIAL - NY | 7L4OP485 | 2013-08-19 | 408462 |  | 1. Croda (New Castle, De)
7L4OP601 | Dow Corning Fluid | NY | RAW MATERIAL - NY | 7L4OP601 | 2012-04-24 | 2017-10-11 |  | Dow Corning Corporation (Carrollton, KY)
7M4OP027 | Benzalkonium Chloride 50% - USP | NY | RAW MATERIAL - NY | 7M4OP027 | 2014-02-17 | 2014-08-14 | 12 months / 60 months | FeF Chemicals A/S Koge, Denmark
7M4OP203 | Disodium Edta - Ri-3736 | NY | RAW MATERIAL - NY | 7M4OP203 | 2013-03-14 | 2013-03-22 | 12 months / 24 months | Akzo Nobel (Lima, OH)
7N4OP203 | Citric Acid Anhydrous - Ri-0220 | NY | RAW MATERIAL - NY | 7N4OP203 | 2013-03-18 | 2013-03-19 | 12 months / 36 months | Archer Daniels Midland Co. (ADM) (Southport, NC)
7O4AA580 | Ethylene Glycol Monohexyl Ether | NY | RAW MATERIAL - NY | 7O4AA580 | 2014-05-07 | 2014-05-08 | 12 months / 24 months | Dow Chemical (Seadrift, TX)
7O4AP135 | Orange Fragrance | JB | RAW MATERIAL - ARKANSAS | 7O4AP135 | 406968 | 2014-03-31 | 6 months / 12 months | Intarome (Norwood, NJ)
7O4AQ084 | Integra 44 | NY | RAW MATERIAL - NY | 7O4AQ084 | 2012-03-07 | 2012-05-02 |  | ISP Technologies (Chatham, NJ)
7O4AQ467 | Fragrance CE-154785 | IN | RAW MATERIAL - INDIANA | 7O4AQ467 | 2014-10-16 | 2014-10-21 | 6 months / 12 months | Custom Essence, Incorporated Somerset, NJ
7O4AQ516 | Fragrance F-161194 | IN | RAW MATERIAL - INDIANA | 7O4AQ516 | 2014-10-14 | 2014-10-21 | 6 months / 12 months | Intarome (Norwood, NJ)
7O4AQ763 | GB Hand Fragrance F-161684 | IN | RAW MATERIAL - INDIANA | 7O4AQ763 | 2014-09-18 | 2014-09-19 | 6 months / 12 months | Intarome (Norwood, NJ)
7O4AQ904 | Lemon Fragrance | JB | RAW MATERIAL - ARKANSAS | 7O4AQ904 | 2014-05-21 |  | 6 months / 12 months | 2. International Aromatics (Moonachie, NJ) 1. Intarome (Norwood, NJ)
7O4AQ918 | Green Apple Fresh Scent | JB | RAW MATERIAL - ARKANSAS | 7O4AQ918 | 2014-06-02 | 2014-06-03 | 6 months / 12 months | 2. International Aromatics (Moonachie, NJ) 1. Intarome (Norwood, NJ)
7O4BH999 | Procetyl Aws-Lq(Mh) Et4334/0100/4P35(Ppg-5-Ceteth-20) | NY | RAW MATERIAL - NY | 7O4BH999 | 2013-06-10 | 2016-12-20 | 6 months / 12 months | Croda (Mill Hall, PA)
7O4BJ131 | Acticide Cbm-2 | NY | RAW MATERIAL - NY | 7O4BJ131 | 2015-06-15 | 2015-06-16 | 5 months / 9 months | Thor Specialty Chemicals (Speyer, Germany) Thor Quimicos de Queretaro, Mexico.
7O4BM301 | Glycacil-NP | IN | RAW MATERIAL - INDIANA | 7O4BM301 | 2012-03-07 | 2012-04-30 |  | 1. Lonza (Williamsport, PA) 2. Arch Chemicals (Rochester, NY)
7O4BM422 | Shea Butter Fragrance | IN | RAW MATERIAL - INDIANA | 7O4BM422 | 2014-05-21 |  | 6 months / 12 months | Intarome (Norwood, NJ)
7O4BQ164 | Phenonip | NY | RAW MATERIAL - NY | 7O4BQ164 | 2012-03-14 | 2012-05-03 |  | Clariant Corporation (Nipa Biocides) (Mount Holly, NC)
7O4BU125 | Glycerin, USP, FCC Non-Adrm | NY | RAW MATERIAL - NY | 7O4BU125 | 2012-04-25 | 2012-04-30 |  | PROCTOR & GAMBLE (CINCINNATI, OH)
7O4DH247 | Dequest 7000 | NY | RAW MATERIAL - NY | 7O4DH247 | 2012-11-02 | 2012-11-06 | 12 months / 24 months | Jianghai Environmental Protection Co., Ltd (Zhenglu Town, Changzhou City, Jiansu China)
7O4DM102 | Chamomile Recutita Extract | IN | RAW MATERIAL - INDIANA | 7O4DM102 | 2012-08-01 | 2012-08-01 | 12 months / 24 months | Active Organics (Lewisville, TX)
7O4GA493 | Flowering Herbs Rev 10/08 | IN | RAW MATERIAL - INDIANA | 7O4GA493 | 2013-01-11 | 2013-01-11 | 12 months / 24 months | International Aromatics, Inc. (Moonachie, NJ)
7O4OA012 | Feminine Hygiene Fragrance | IN | RAW MATERIAL - INDIANA | 7O4OA012 | 2015-01-30 | 2015-02-03 | 12 months / 24 months | International Aromatics, Inc. 200 Anderson Avenue. Moonachie, NJ 07074
7O4OA160 | Fragrance Floresta 443-115 | NY | RAW MATERIAL - NY | 7O4OA160 | 2012-03-12 | 2012-04-28 | OLD SPEC TEMPLATE | FIRMENICH
7O4OA234 | Emulgade CM | IN | RAW MATERIAL - INDIANA | 7O4OA234 | 2012-03-12 | 2012-05-04 |  | 1. BASF (Dusseldorf, Germany) 2. BSAF (Mauldin, SC)
7O4OA347 | Lauryl Glucoside | NY | RAW MATERIAL - NY | 7O4OA347 | 2018-08-13 | 2018-08-14 | 12 months / 24 months | BASF , Cincinnati, OH
7O4OA401 | Feminine Hygiene Wipe Fragrance | IN | RAW MATERIAL - INDIANA | 7O4OA401 | 2012-03-07 | 2012-04-28 |  | International Aromatics (Moonachie, NJ)
7O4OA490 | Dowanol Dpnp | NY | RAW MATERIAL - NY | 7O4OA490 | 2012-05-07 | 2012-05-08 |  | 1. Dow Chemical (Seadrift, TX) 2. Dow Chemical (Channahon, IL)
7O4OA517 | Green Floral Q-43660 Mod 1 | IN | RAW MATERIAL - INDIANA | 7O4OA517 | 2012-08-30 | 2016-12-20 | 12 months / 24 months | Givaudan (Mount Olive, NJ)
7O4OA526 | Island Splash Fragrance | IN | RAW MATERIAL - INDIANA | 7O4OA526 | 2014-11-26 | 2017-03-06 | 6 months / 12 months | International Flavors & Fragrances, Inc (Hazlet, NJ)
7O4OA580 | Glycacil Sg | NY | RAW MATERIAL - NY | 7O4OA580 | 2013-03-08 | 2013-03-08 | 12 months / 36 months | Lonza, Inc. (Williamsport, PA)
7O4OA617 | Water Soluble Baby Fragrance | JB | RAW MATERIAL - ARKANSAS | 7O4OA617 | 2014-09-10 | 2014-09-12 | 12 months / 24 months | International Aromatics (Moonachie, NJ)
7O4OA634 | Water Soluble Flowering Herbs Fragrance | JB | RAW MATERIAL - ARKANSAS | 7O4OA634 | 2014-09-10 | 2014-09-12 | 12 months / 24 months | International Aromatics (Moonachie, NJ)
7O4OA709 | Cucumber Extract # 11-19-3 | NY | RAW MATERIAL - NY | 7O4OA709 | 2015-09-25 | 2015-09-29 | 6 months/18 months | Medallion, Pompton Plains, NJ
7O4OA862 | Delicate Aloe – Givaudan UAC03417/00 | IN | RAW MATERIAL - INDIANA | 7O4OA862 | 2013-12-26 | 2013-12-26 | 6 months / 12 months | Givaudan (Mount Olive, NJ)
7O4OA863 | Lavender Silk Encapsulated Fragrance | IN | RAW MATERIAL - INDIANA | 7O4OA863 | 2014-09-03 | 2014-09-04 | 12 months / 18 months | Salvona, LLC Dayton, NJ
7O4OA911 | Zinc Sulfate Heptahydrate | NY | RAW MATERIAL - NY | 7O4OA911 | 2016-05-09 | 2017-05-17 | 24 months / 36 months | EMD Chemicals, Philadelphia, PA
7O4OB103 | 20% Chlorhexidine Gluconate CHG Concentrate | NY | RAW MATERIAL - NY | 7O4OB103 | 2013-05-10 | 2016-01-12 | 6 months / 24 months | Xttrium Laboratories (Chicago, Ill)
7O4OB401 | Neopentyl Glycol Diheptanoate (Lexfeel 7) | NY | RAW MATERIAL - NY | 7O4OB401 | 2016-01-29 | 2016-02-04 | 6 months / 36 months | Inolex Chemical Company (Philadelphia, PA)
7O4OD351 | Benzalkonium Chloride 50% | NY | RAW MATERIAL - NY | 7O4OD351 | 2019-07-17 |  | 6 months / 24 months | Lonza Group LTD (Rochester, NY)
7O4OD363 | Tego Betaine 810 | NY | RAW MATERIAL - NY | 7O4OD363 | 2012-03-14 | 2012-05-07 |  | Evonik (Pandino Italy)
7O4OD748 | Thymol USP/Nf | NY | RAW MATERIAL - NY | 7O4OD748 | 2012-03-13 | 2012-05-05 |  | Intarome (Norwood, NJ)
7O4OD791 | Tocopheryl Acetate C/S | NY | RAW MATERIAL - NY | 7O4OD791 |  |  | 12 months / 36 months CB Fleet Chemical Received Released | 1. DSM Nutritional Products (Parsippany, New Jersey) 2. BASF SE (Ludwigshafen Germany)
7O4OF050 | Panthenol-Cosmetic Grade | IN | RAW MATERIAL - INDIANA | 7O4OF050 | 2012-03-09 | 2018-09-27 |  | JEEN International (Fairfield, NJ)
7O4OF575 | Plantaren 2000N-Up | NY | RAW MATERIAL - NY | 7O4OF575 | 2014-11-20 | 2014-11-24 | 12 months / 24 months | DSM Nutritionals, Parsippany, NJ
7O4OF602 | Phenoxyethanol | IN | RAW MATERIAL - INDIANA | 7O4OF602 | 2012-04-23 | 2015-01-23 | 12 months / 24 months | Clariant Corporation (Mount Holly, NC)
7O4OG169 | Bronidox-L | NY | RAW MATERIAL - NY | 7O4OG169 | 2012-03-14 | 2012-05-02 |  | Cognis (Cincinnatti, Oh / Thailand)
7O4OG455 | Citrus Floor Fragrance | IN | RAW MATERIAL - INDIANA | 7O4OG455 | 2014-12-02 | 2014-12-08 | 6 months / 24 months | Bell Flavors & Fragrances, Inc. 12 Sprague Ave, Middletown, NY 10940
7O4OH247 | Multitrope 1214 | NY | RAW MATERIAL - NY | 7O4OH247 | 2012-03-14 | 2014-11-21 | 12 months / 24 months | Croda /Uniqema (New Castle, DE)
7O4OH460 | CHE Soothex | NY | RAW MATERIAL - NY | 7O4OH460 | 2012-04-24 | 2012-04-26 |  | Givaudan Labrit, France
7O4OH999 | Pink Grapefruit Fragrance - Ce-145431 | NY | RAW MATERIAL - NY | 7O4OH999 | 2013-06-17 | 2016-12-20 | 6 months / 12 months | Custom Essence (Somerset, NJ)
7O4OJ123 | Net-Kob | NY | RAW MATERIAL - NY | 7O4OJ123 | 2014-04-02 | 2014-04-03 | 18 months / 36 months | Barnet Products, Englewood Cliffs, NJ
7O4OJ137 | Phenylephrine Hydrochloride | NY | RAW MATERIAL - NY | 7O4OJ137 | 2015-03-10 | 2015-03-11 | 12 months / 60 months | SYN-TECH Chem & Pharma Co. Ltd, Taiwan
7O4OM002 | Plantapon TF | IN | RAW MATERIAL - INDIANA | 7O4OM002 | 2014-06-26 | 2014-06-27 | 6 months / 12 months | BASF, Mauldin, SC
7O4OM165 | Tocopheryl Acetate | NY | RAW MATERIAL - NY | 7O4OM165 | 2012-03-08 | 2012-04-23 |  | Zhejuang Xinchang Pharmaceutical (Xinchiang Zhejiang, China)
7O4OM212 | Neolone 950 | IN | RAW MATERIAL - INDIANA | 7O4OM212 | 2013-01-11 | 2013-01-11 | 12 months / 36 months | Rohm & Hass Chemicals, LLC
7O4OM434 | Lavender Fragrance | IN | RAW MATERIAL - INDIANA | 7O4OM434 | 2014-03-05 | 2014-03-07 | 3 months / 6 months | International Aromatics (Moonachie, NJ)
7O4OM601 | PEG-50 Shea Butter | IN | RAW MATERIAL - INDIANA | 7O4OM601 | 2018-05-08 | 2018-05-17 | 12 months / 24 months | RITA Corporation, Crystal Lake IL
7O4OM657 | PC Cucumber Green Tea Type | JB | RAW MATERIAL - ARKANSAS | 7O4OM657 | 2015-01-28 | 2015-02-03 | 12 months / 24 months | International Aromatics, Inc. 200 Anderson Avenue. Moonachie, NJ 07074
7O4OM666 | Sodium Benzoate EDF NF/FCC | WI | RAW MATERIAL - GREEN BAY | 7O4OM666 | 2014-05-13 | 2015-08-13 | 12 months / 24 months | Emerald Kalama Chemical (Kalama, WA)
7O4OM799 | Refreshing Cucumber Fragrance | JB | RAW MATERIAL - ARKANSAS | 7O4OM799 | 2012-03-08 | 2012-05-01 | 12 months / 24 months | International Aromatics, Inc. (Moonachie, NJ)
7O4OM857 | Refreshing Cucumber Water SolubleFragrance | IN | RAW MATERIAL - INDIANA | 7O4OM857 | 2014-05-30 |  | 6 months / 12 months | International Aromatics (Moonachie, NJ)
7O4OM945 | Lemon Fragrance | JB | RAW MATERIAL - ARKANSAS | 7O4OM945 | 2015-01-12 | 2015-01-13 | 6 months / 24 months | Symrise, Branchburg, NJ
7O4OM962 | Emulgade NICE | JB | RAW MATERIAL - ARKANSAS | 7O4OM962 | 2014-03-31 | 2014-04-03 | 6 months / 12 months | BASF, Mauldin, SC
7O4OP027 | CHE Procetyl Aws | NY | RAW MATERIAL - NY | 7O4OP027 | 2012-04-24 | 2014-11-11 |  | Croda (Edison, NJ)
7O4OP065 | Actipone White Tea | NY | RAW MATERIAL - NY | 7O4OP065 | 2017-02-17 | 2017-02-24 | 12 months /24 months | Symrise, Holzminden, Germany
7O4OP073 | Minerals/Spring Water | NY | RAW MATERIAL - NY | 7O4OP073 | 2017-02-22 | 2017-02-24 | 12 months /24 months | Symrise, Teterboro, NJ
7O4OP075 | Magique Lift 02 Lf | NY | RAW MATERIAL - NY | 7O4OP075 | 2016-12-20 | 2017-01-09 | 6 months / 12 months | Givaudan (Mount Olive, NJ)
7O4OP087 | Actiplex 5327 | NY | RAW MATERIAL - NY | 7O4OP087 | 2016-09-13 | 2016-09-29 | 12 months / 24 months | Active Organics (Lewisville, TX)
7O4OP093 | PEG-11Stearyl Ether | NY | RAW MATERIAL - NY | 7O4OP093 | 2017-06-28 | 2017-07-24 | 6 months / 12 months | Evonik Degussa, Hopewell, VA
7O4OP113 | Fragrance Robertet The Matcha I | NY | RAW MATERIAL - NY | 7O4OP113 | 2017-01-09 | 2017-01-27 | 6 months / 12 months | ROBERTET, Inc, Mount Olive, NJ
7O4OP197 | Emulgade Smart/Mb | NY | RAW MATERIAL - NY | 7O4OP197 | 2016-10-26 | 2016-10-27 | 6 months / 18 months | BASF Dusseldorf, Germany
7O4OP203 | Polysaccharide Glucose – Ri-3349 | NY | RAW MATERIAL - NY | 7O4OP203 | 2013-05-13 | 2013-05-14 | 12 months / 36 months | Alban Muller Int’l (Vincennes France)
7O4OP205 | Citrus Peach Extract | NY | RAW MATERIAL - NY | 7O4OP205 | 2017-02-22 | 2017-02-24 | 6 months /12 months | Bell Flavors and Fragrances, Milwaukee, WI
7O4OP207 | Zinc Pca | NY | RAW MATERIAL - NY | 7O4OP207 | 2016-10-19 | 2016-10-19 | 6 months / 12 months | Ajinomoto Sao Paulo, Brazil
7O4OP209 | Ceraphyl 28 | NY | RAW MATERIAL - NY | 7O4OP209 | 2013-05-02 | 2014-11-12 | N/A / 12 months | Ashland (Assonet, MA)
7O4OP230 | Hydromanil H. GL MS | NY | RAW MATERIAL - NY | 7O4OP230 | 2014-01-29 | 2014-06-26 | 12 months / 24 months | Provital S.A (Barbera del Valles, Spain)
7O4OP241 | Citrus Scent – Ce-144477 | NY | RAW MATERIAL - NY | 7O4OP241 | 2013-04-18 | 2013-04-18 | 6 months / 12 months | Custom Essence (Somerset, NJ)
7O4OP253 | BTC 1010 | NY | RAW MATERIAL - NY | 7O4OP253 | 2016-11-30 | 2016-12-14 | 6 months / 24 months | Stepan, Mexico
7O4OP284 | Grape Fruit Bliss A 297424 | NY | RAW MATERIAL - NY | 7O4OP284 | 2013-01-25 | 2013-01-30 | NA months / 12 months | Symrise (Branchburg, NJ)
7O4OP345 | Euxyl K 701 | NY | RAW MATERIAL - NY | 7O4OP345 | 2012-03-13 | 2012-05-02 | 6 months / 18 months | Schulke, Inc (Norderstedt, Germany)
7O4OP448 | Promidium Co-Lq-(Ap) | NY | RAW MATERIAL - NY | 7O4OP448 | 2012-10-05 | 2013-01-02
7O4OP567 | BTC 1210 - 80% | NY | RAW MATERIAL - NY | 7O4OP567 | 2017-06-13 | 2017-06-22 | 6 months / 24 months | Stepan Company (Elwood, IL)
7O4OP601 | Fragrance Symrise Moisture Splash 830644 | NY | RAW MATERIAL - NY | 7O4OP601 | 2012-04-24 | 2012-05-15 | 6 months / 12 months | Symrise (Branchburg, NJ)
7O4OP630 | Flavosterone Sb | NY | RAW MATERIAL - NY | 7O4OP630 | 2012-11-02 | 2012-11-06 | 12 months / 24 months | Ichimaru Pharcos CO Ltd (Motosu-shi, Japan)
7O4OP638 | Enhansys Cg-100 | NY | RAW MATERIAL - NY | 7O4OP638 | 2012-05-23 | 2016-03-15 | 12 months / 60 months | Mason (Arlington Heights, IL)
7O4OP661 | Xanthan Gum | JB | RAW MATERIAL - ARKANSAS | 7O4OP661 | 2014-03-26 | 2014-03-26 | 18 months / 36 months | Jungbunzlauer, Wulzeshofen, Austria
7O4OP705 | Cetaphil Concentrate | NY | RAW MATERIAL - NY | 7O4OP705 | 2013-09-19 | 2016-01-21 | 1 months / 2 months, extended shelf life to one more month if material meets spec at 2 months interval | Galderma (Quebec, Canada)
7O4OP806 | Carbopol 2020 | NY | RAW MATERIAL - NY | 7O4OP806 | 2013-08-08 | 2017-07-17 | 12 months / 24 months | Lubrizol Advanced Materials (Calvert City, Kentucky) Lubrizol (Kallo, Belgium)
7O4OQ028 | Hexylene Glycol | IN | RAW MATERIAL - INDIANA | 7O4OQ028 | 2014-06-18 | 2014-06-19 | 12 months / 24 months | Arkema, INC (La Chambre, France)
7O4OQ030 | Detoxifying Fragrance | IN | RAW MATERIAL - INDIANA | 7O4OQ030 | 2014-09-09 | 2014-09-10 | 12 months / 24 months | International Aromatics (Moonachie, NJ)
7O4OQ038 | Collasol M | IN | RAW MATERIAL - INDIANA | 7O4OQ038 | 2016-02-05 | 2016-02-11 | 6 months / 12 months | Croda, Inc Ditton Widness, Cheshire, UK
7O4OQ084 | Maquat Mo2525M - 80% | NY | RAW MATERIAL - NY | 7O4OQ084 | 2012-03-07 | 2012-05-01 | 6 months / 12 months | Mason Chemical Company (Arlington Heights, IL)
7O4OQ181 | Triple Tea Blend 691000 | IN | RAW MATERIAL - INDIANA | 7O4OQ181 | 2012-03-08 | 2012-05-01 | 6 months / 24 months | Premier Specialties, Inc. (Middlesex, NJ)
7O4OQ214 | Deep Action Fragrance | IN | RAW MATERIAL - INDIANA | 7O4OQ214 | 2014-10-20 | 2014-10-21 | 6 months / 12 months | Intarome (Norwood, NJ)
7O4OQ229 | Witch Hazel | NY | RAW MATERIAL - NY | 7O4OQ229 | 2013-05-17 | 2013-05-17 | 6 months / 36 months | 1. Eastman Chemical Company (Kingsport, TN) 2. Dow Chemical Company (Sea Drift, TX)
7O4OQ243 | Germall Ii | NY | RAW MATERIAL - NY | 7O4OQ243 | 2012-03-12 | 2012-05-01 | 6 months / 24 months | ISP Technologies, Inc. (Chatham, NJ)
7O4OQ268 | Euxyl K703 | IN | RAW MATERIAL - INDIANA | 7O4OQ268 | 2014-02-20 | 2014-02-21 | 6 months / 24 months | Schulke, Inc (Norderstedt, Germany)
7O4OQ318 | Cucumber CE-70832 Fragrance | IN | RAW MATERIAL - INDIANA | 7O4OQ318 |  | 2013-03-11 | 3 months / 12 months | Custom Essence, Incorporated Somerset, NJ
7O4OQ342 | Sport Wipe Fragrance | NY | RAW MATERIAL - NY | 7O4OQ342 | 2012-03-12 | 2012-05-01 | 12 months / 24 months | International Aromatics, Inc. (Moonachie, NJ)
7O4OQ409 | Stuffy Nose Fragrance | IN | RAW MATERIAL - INDIANA | 7O4OQ409 | 2012-03-08 | 2012-05-01 | 12 months / 24 months | International Aromatics, Inc. (Moonachie, NJ)
7O4OQ413 | Juicy Fruits / Berry Fragrance | IN | RAW MATERIAL - INDIANA | 7O4OQ413 | 2014-05-19 | 2014-05-20 | 6 months / 12 months | V. Mane Fils, 06620 LE BAR SUR LOUP, France
7O4OQ437 | Aminomethyl Propanol | NY | RAW MATERIAL - NY | 7O4OQ437 | 2012-03-01 | 2012-04-24 | 6 months / 12 months | ANGUS Chemical Conpany (Sterlington, LA)
7O4OQ467 | Night Calming Fragrance CE-122551 | IN | RAW MATERIAL - INDIANA | 7O4OQ467 | 2014-10-17 | 2014-10-21 | 6 months / 12 months | Custom Essence, Incorporated Somerset, NJ
7O4OQ504 | Stuffy Nose Grape | IN | RAW MATERIAL - INDIANA | 7O4OQ504 | 2014-12-15 | 2014-12-17 | 12 months / 24 months | International Aromatics, Inc. 200 Anderson Avenue. Moonachie, NJ 07074
7O4OQ516 | Hydrating Fragrance | IN | RAW MATERIAL - INDIANA | 7O4OQ516 | 2014-10-20 | 2014-10-21 | 12 months / 24 months | International Aromatics (Moonachie, NJ)
7O4OQ763 | Orange Grime Boss Fragrance | NY | RAW MATERIAL - NY | 7O4OQ763 | 2012-03-12 | 2012-05-04 | 6 months / 12 months | Intarome (Norwood, NJ)
7O4OQ826 | Actiphyte of Fever Few GL | IN | RAW MATERIAL - INDIANA | 7O4OQ826 | 2014-10-14 | 2014-10-22 | 12 months / 24 months | Active Organics, Inc. (Lewisville, TX)
7O4OQ855 | Actiphyte of Willow Bark GL | IN | RAW MATERIAL - INDIANA | 7O4OQ855 | 2014-10-16 | 2014-10-22 | 12 months / 24 months | Active Organics, Inc. (Lewisville, TX)
7O4OQ890 | Butoxyethanol | NY | RAW MATERIAL - NY | 7O4OQ890 | 2012-05-16 | 2014-09-19 | 6 months / 24 months | 1. Eastman Chemical Company (Kingsport, TN) 2. Dow Chemical Company (Channahon, IL)
7O4OQ992 | Fragrance F-163401 | IN | RAW MATERIAL - INDIANA | 7O4OQ992 | 2014-11-01 | 2014-11-04 | 6 months / 12 months | Intarome (Norwood, NJ)
7O4OS407 | 20% Chlorhexidine Gluconate Solution pH. Eur., Bp | NY | RAW MATERIAL - NY | 7O4OS407 | 2012-04-30 | 2019-07-08 | 6 months / 24 months | Medichem S.A. (Giorna, Spain)
7O4OU181 | Isopropanol 70% | NY | RAW MATERIAL - NY | 7O4OU181 | 2017-05-19 | 2017-05-31 | 24 months /60 months | Pharmco (Brookfield, CT)
7O4OU225 | Sodium Hypochlorite 12.5% | NY | RAW MATERIAL - NY | 7O4OU225 | 2013-05-16 |  | 15 days / 60 days | Univar (Middletown, PA)
7O4OU351 | Glycopyrronium Tosylate Monohydrate | NY | RAW MATERIAL - NY | 7O4OU351 | 2014-11-10 | 2018-10-15 | 24 months / 24 months | AMSA-Anonima Materie Sintetiche and Affini S.P.A STAB: VIA G. DI VITTORIO,6 22100 COMO, MILAND
7O4OU555 | Lidocaine Base USP | NY | RAW MATERIAL - NY | 7O4OU555 | 2018-04-27 | 2018-05-03 | 12 months / 60 months | Delta Synthetic Co, Ltd, Taiwan
7O4OX231 | Fd&C Red 40 (Fd&C Grade) | NY | RAW MATERIAL - NY | 7O4OX231 | 2019-04-05 | 2019-05-06 | 24 months / 72 months | Sensient Colors LLC, St. Louis, MO 63106
7P4OP203 | Sodium Citrate - Ri-0662 | NY | RAW MATERIAL - NY | 7P4OP203 | 2013-03-11 | 2013-03-11 | 12 months / 36 months | Archer Daniels Midland Co. (ADM) (Southport, NC)
7R4OP485 | Phenoxyethanol | NY | RAW MATERIAL - NY | 7R4OP485 | 2013-04-26 | 2017-08-24 | 12 months / 24 months | Dow Chemical (Freeport, TX)

## ChemComponents
Status | Action | Analysis | COMPONENT | Version | Order Number | Result Type | Units | Minimum | Maximum | Allow Out | Places | Num Replicates | Uses Instrument | Uses Codes | Auto Calc | List Key | Allow Cancel | Cas Number | Alias Name | Reportable | Optional | Round | Clamp Low | Clamp High | Std Reag Template | Has Attributes | Format Calculation | Displayed | Version Files | Browse Subroutine | Step | Nwa Name | Hide Calc On Worksheet | Hide On Worksheet | AQL Reps | AQL Type | External Id | Sap Replicates

## ChemAnalysis
Status | Action | Name | Version | Group Name | Active | Reported Name | Common Name | Analysis Type | Description | Alias Name | Lab | Inst Group | Instrument | Test Location | Expected Date | Cost Units | Reqd Volume | Destructive | Parameter Name | Parameter Tag | Display Message | Key Contact | Changed On | Changed By | Removed | Ext Link | Test Template | Batch Link | Auto Authorize | Auto Reject | Calc On Save | Store Incmp Opts | Aliquot Group | Split Replicates | Cross Sample | Sample Type | Container Type | Storage Condition | Approval Role | Quick Code | Volume Units | Hide On Order Form | Test Sequence No | Double Entry | Mill Format Calc | Allow Mill Adhocs | Transfer Uses Inst | Attribute 1 | Attribute 10 | Attribute 11 | Attribute 12 | Attribute 13 | Attribute 14 | Attribute 15 | Attribute 16 | Attribute 17 | Attribute 18 | Attribute 19 | Attribute 2 | Attribute 20 | Attribute 3 | Attribute 4 | Attribute 5 | Attribute 6 | Attribute 7 | Attribute 8 | Attribute 9 | Parent Analysis | External Id | Num Stages | Auto Add Stage | Next Stage Analysis | Next Stage Test List | Diss Tp Display | Next Stage Test List S3

## Chemicals
Material | Description | Implemented | Verified | Reassay / Exp | Supplier(s) | COA | Contamination (NPTM 208) | Color (NPTM 208) | Color (USP) | Total Color (TM3014) | Color: Platinum-Cobalt Scale (NPTM 220) | Color: Platinum-Cobalt Scale (Kao L.M. No. 4.2190) | Color (NPTM 230 Gardner Color Test) | Odor (NPTM 208) | Odor (COA) | Odor (USP) | Color (USP Monograph) | Color / Appearance (NPTM 208) | Color of Solution (USP/NF) | Appearance (USP) | Appearance (NPTM 208) | Clarity & Consistency (NPTM 208) | Description (TM 208) | Description (Visual Observation) | Description (GCWI33) | Description (GC000184) | Identification (NPTM 411) | Identification (USP) | Identification (NPTM 408b) | Identification (NPTM 422) | Identification (NPTM 421) | Identification (NPTM 437) | Identification (NPTM 229) | IR Identification (Benzocain - TM 418) | Identification USP 191 | Identification (TM3014) | Identification (NPTM 400) | Identification (NPTM 448) | % of Sodium Hydroxide APAM 6.004-1 | % of Sodium Carbonate APAM 6.004-1 | % NaOCl by weight (NPTM 366) | Absorption @284nm USP | Total % ADBAC (TM 434) | Acid Value (USP) | Acidity (ASTM D1613) | Acidity (NPTM 375) | Acidity (USP/NF) | Acidity (MAT03529AR) | Acidity (APAM 5.000-1) | Acidity/Alkalinity (USP) | Alkalinity USP | Assay (NF Monograph) | Assay (USP/NF) | Assay APAM 9.062 | Assay (USP) | Assay (J&J TM4075) | Assay-Dried basis (TM373) | Assay (NPTM 301/434) | Active Matter J&J-TM-003519 | Benzoic Acid (J&J TM882) | Chloride (USP Monograph) | Chlorinated Compounds (USP Monograph) | Clarity of Solution (USP/NF) | Determination of Chloride Content (J&J TM-002975) | Chromatographic Purity (USP) | Dehydroacetic Acid (J&J TM882) | Dry Matter @ 105 C for 16 hrs (2 g sample) (J&J TM7690) | % Ethanol (TM 323) | Fatty Acids & Esters (USP Monograph) | Fatty Acid Composition USP/NF | Formaldehyde, Free (Kao L.M. No. 4.2595) | Formaldehyde, Total (Kao L.M. No. 4.2593) | Heavy Metals USP | Heavy Metals (APAM 6.180) | Hydroxyl Value (USP/NF <401> /J&J TMWW7671) | Identification A - Chloride | Identification - A USP for Potassium Sorbate | Identification B - Benzalkonium | Identification - B USP for Potassium Sorbate | Identification (USP Monograph) | % of Sodium Benzoate USP | Identity of Denatonium Benzoate (J&J TM4028) | Identity (MAT03529AR) | Iodine Value (USP/NF <401>) | Iodine Value (J&J TM-003029) | Iodine Value (J&J TM7286) | Iodine Value (J&J TMI-127) | Limit of Aminopropanol (USP/NF) | Limit of Ethylene Glycol and Diethylene Glycol (USP Monograph –Glycerin –Identification B) | Limit of Amines and Amine Salts (NF Monograph) | Limit of Cadmium (USP) | Limit of Lead (USP) | Limit Of Aldehyde (USP/NF) | Limit of Oxalic Acid (USP/NF) | Loss on Drying (TM 206) | Loss on Drying (USP) | Loss on Ignition (USP) | LOD (J&J TM7221) | Melting Range (NPTM 225 & 207) | Melting Range (USP) | Moisture, KarlFischer (NPTM 341) | Moisture Content (J&J TMWW78017) | % of Water APAM 6.018 | Moisture Content (J&J TM7690) | Nonvolatile Residue (USP) | Glycols and Related Substances (USP/NF) | Individual Impurity (USP/NF) | Total Impurities (USP/NF) | Organic Impurities (USP) | Particle Size -Retained 30 Mesh (J&J TM7344) | Particle Size -Through 100 Mesh (J&J TM7344) | pH (NPTM 200) | pH (J&J TMWW78014) | pH (GCWI18) | Phenol (USP/NF) | Phenoxyethanol (APAM 9.546) | Phenoxyethanol Content (J&J TM882) | Purity (J&J TM7742) | Purity (USP/NF) | Peroxide Value (USP/NF) | Ratio of Alkyl Compounds (USP Monograph) | Readily Carbonizable Substances (USP/NF) | Reducing Substances (USP) | Reducing Sugars (TM-002569) | Refractive Index (NPTM 204) | Refractive Index @ 25C (J&J TMWW78015) | Refractive Index @ 20C (J&J TMWW78015) | Refractive Index @ 20C (USP) | Related Compounds (USP) | Related Compounds (USP (621)) | Residual Solvents (USP 467) | Residue on Ignition (USP) | Saponification Value (KAO L.M. No. 4.2310) | Saponification Value (J&J TMWW78016) | Saponification Value (USP) | Unsaponifiable Matter USP/NF | Total Solids (NPTM 206) | % moisture & volatile matter NPTM 206 | Total Solids (J&J TM1080) | Total Solids (GCWI16) | Specific Gravity (NPTM 202) | Specific Gravity (USP 841) | Specific Gravity (USP/NF) | Specific Gravity @ 25 (J&J TMWW78012) | Relative Density | Specific Gravity @ 20 (J&J TMWW78012 / USP) | Density @ 25 (J&J TMWW78012) | Density @ 20 (J&J TMWW78012 / NPTM202/USP/NF) | Specific Gravity (USP) | Specific Gravity (USP 841) | Optical Rotation (USP) | Specific Rotation (USP) | Sulfate Content (USP Monograph) | Tartrate USP | Total Sugar (TM-002568) | Viscosity (NPTM 203) | Viscosity (J&J TM7423 , J&J TM-7664) | Viscosity (J&J TM-000864 / USP/NF) | Viscosity (APAM 3.036 /APAM 3.030-3) | Volatile Content Kao L.M. No. 4.1511 | Water Content NPTM 341 | Water wt % NPTM 341 | Water Content USP | Water Content (J&J TMWW78017) | pH (USP 791) | Limit of tannins | Kinematic Viscosity @ 25C (NPTM 203) | Packaging Damage or Contamination (J&J TM7252) | Solubility NPTM 222 | Solubility (J&J TMWW78010/J&J TM-003311) | GC Profile (J&J TM-003030) | GC Profile (J&J TM-001862) | Solidification Point (J&J TM7280) | Composition of Cyclomethicone (J&J TM7435) | Insoluble Substances and Organic Matter (USP) | Calcium (USP) | Nitrilotriacetic Acid (USP) | Arsenic (USP) | UV/VIS (USP/NF <197U>) | Cationics (Qual) (APAM 4.030) | Softening Point (APAM 3.042) | BHT (Qual) (APAM 7.508) | Defoaming performance test @50ppm in sec. (APAM 3.130-1) | Sorbic Acid (Qual) APAM 9.434-2 | EtO Residue (APAM 9.702) | Total Organic Carbon (USP <643>) | Conductivity (USP <645>) | Specific Gravity@ 15.56 C/ 60 F J&J TMWW 78012 | Apparent Proof (STM 101) | Ethanol (SDA 3C) | Color (Gardner) APAM 3.100-2/APAM 3.1003 | AVON letter | Cloudpoint | Flash Point | Non-Volatile Matter | Active (BTC 1210-80%) TM3005 | Hydrogen Peroxide, %Wt | Physical Form | Acetic Acid Odors
4DT00101 | NP Lubricating Jelly | 2012-04-20 | 2012-04-20 | 0 months / 10 weeks | Sheffield Pharmaceuticals (New London, CT) | Meets CoA | None | Colorless | [5 empty] | None | [6 empty] | Clear to translucent viscous gel | [90 empty] | 5.5 – 6.5 | [43 empty] | 400,000 cps – 650,000 cps (T-C bar @ 1.0 rpm)
4OB712OM | Nail Polish Remover 0 VOC | 2012-04-26 | 2012-04-26 | 6 months / 24 months | Cosco Soap & Detergent Co. (Ridgewood, New York) | Meets CoA | None | Colorless | [5 empty] | Ester Like – Pleasant – Solvent – Sweet Smelling | [6 empty] | Clear liquid | [119 empty] | 0.989 +/- 0.005
4OS424AS | Compound Benzoin Tincture USP | 2012-05-16 | 2012-05-16 | 6 months / 24 months | 1. Bio-Botanica, Inc. (Hauppauge, NY) 2. Frutarom (North Bergen, NJ) | Meets CoA | None | Match standard | [5 empty] | Match standard | [6 empty] | Match standard | [120 empty] | 0.870-0.885
7A4AL930 | Potassium Hydroxide Pellets USP/NF | 2012-04-23 | 2012-05-01 | 12 months / 36 months | Mallinckrodt (Phillipsburg, NJ) EZA Chemicals – AKZ O Nobel (Bohus Sweden) | Meets CoA | None | White/Grey | [5 empty] | Odorless | [6 empty] | Pellets | [6 empty] | A solution (1 in 25) responds to the tests for Potassium (Pass)
7A4AS162 | Glycerin USP | 2012-02-29 | 2012-04-25 | 6 months / 24 months | 1. Avatar (University Park, IL) 2. Dow Chemicals (Freeport, TX) 3. Pan Century Oleochemicals (Jeher, Malaysia) | Meets CoA | None |  | Meet USP requirements |  |  |  |  | Odorless | [6 empty] | Clear, syrupy liquid | [5 empty] | Close Match to Standard (Sample or Spectrum) | [102 empty] | ≤ 0.1% individual impurity and ≤ 1.0% Total impurity (USP <621>) | [10 empty] | ≥ 1.249
7A4BF774 | Elias JJ 5424 | 2012-02-29 | 2012-05-01 | 6 months / 12 months | Elias Fragrances (Brooklyn, NY) | Meets CoA | None | [19 empty] | Close Match to Standard (Sample or Spectrum) | [97 empty] | 1.4825 +/- 0.0035 (@20 C) | [15 empty] | 1.0290 +/- 0.0050
7A4BL625 | Oliec Acid FCC | 2012-02-29 | 2012-05-01 | 6 months / 12 months | Chemical Associates of Illinois (Akron, Ohio) | Meets CoA | None | Light Yellow to Yellow | [5 empty] | Lard-Like | [6 empty] | Clear Liquid | [5 empty] | Close Match to Standard (Sample or Spectrum)
7A4BQ164 | DMDM Hydantoin | 2012-02-29 | 2012-05-01 | 6 months / 12 months | 1. Lonza (Williamsport, PA) 2. Rhodia McIntyre Group (University Park, IL) | Meets CoA | None |  |  |  |  | < 10 |  | N/A |  |  |  | Clear, Colorless Solution | [8 empty] | Close Match to Standard (Sample or Spectrum) | [43 empty] | <= 2% | >= 17% | [28 empty] | 44% +/- 2% | [10 empty] | 7.0 +/- 0.5
7A4CD419 | Parachlorometaxylenol USP grade | 2012-04-25 | 2012-05-01 | 3 months / 48 months | 1. Clariant Corporation (Mount Holly, NC) 2. N.S. Chemicals (Mumbai, India) | Meets CoA | None | White to off-white | [5 empty] | Faint phenolic | [6 empty] | Crystalline Powder | [10 empty] | Match standard (NPTM 437)
7A4FD110 | Sodium Chloride USP/NF | 2013-12-06 | 2013-12-09 | 12 months / 24 months | 1. US Salt (Watkins Glen, NY) 2. Cargill Salt (Minnetonka, MN) | Meets CoA | None | Colorless to white | [5 empty] | None | [6 empty] | Crystals/crystalline powder | [13 empty] | Meets USP (USP <191>) | [17 empty] | 99.0- 100.5% On dried basis | [42 empty] | < 0.5%
7A4OA234 | Facial Cleanser Fragrance | 2012-04-23 | 2012-04-23 | 6 months / 24 months | International Aromatics (Moonachie, NJ) | Meets CoA | None | [6 empty] | Floral | [6 empty] | Pale Straw Liquid | [5 empty] | Close Match to Standard (Sample or Spectrum) | [97 empty] | 1.4855 +/- 0.0100 | [15 empty] | 0.9500 +/- 0.0100
7A4OA443 | Malic Acid NF | 2012-02-29 | 2012-04-23 | 6 months / 60 months | Tate & Lyle (Decatur, IL) | Meets CoA | None | White to practically white | [5 empty] | None | [6 empty] | Cyrstalline powder or granules | [5 empty] | Close Match to Standard (Sample or Spectrum)
7A4OB223 | Sodium Thiosulfate | 2012-05-14 | 2012-05-15 | 12 months / 24 months | Univar USA – Morrisville, PA (Shin Chia Chemical 148-2 Putzu Village Tzutung Hsiang Yunlin Hsien – 647 Taipao City, Taiwan) | Meets CoA | None | Colorless to white | [5 empty] | Odorless | [6 empty] | Translucent crystals or crystalline powder | [5 empty] | Close Match to Standard (Sample or Spectrum)
7A4OB314 | Isopropyl alcohol 99% USP | 5/17/2013 11/22/2013 | 5/17/2013 11/22/2013 | 6 months / 20 months | 1. Shell Chemicals (Ontario Canada) 2. Exxon Mobil (Baton Rouge, LA) 3. Dow Chemical (Texas City, TX) | Meets CoA | None None (Reduced Test) | Colorless Colorless (Reduced Test) | [5 empty] | IPA - Characteristic IPA - Characteristic (Reduced Test) | [6 empty] | Clear, mobile liquid Clear, mobile liquid (Reduced test) | [5 empty] | Match standard, per USP Match standard, per USP (Reduced Test) | [18 empty] | ≤ 0.70 mL Not required (Reduced Test) | [6 empty] | ≥ 99.0% (NPTM 376) ≥ 99.0% (NPTM 376) (Reduced Test) | [51 empty] | ≤ 0.005% w/v (NPTM 226) Not required (Reduced Test) | [19 empty] | 1.377 ± 0.001 (@ 20 C) Not required (Reduced Test) | [15 empty] | 0.785 ± 0.002 0.785 ± 0.002(Reduced Test)
7A4OB339 | Isopropyl alcohol 99% USP-Inline | 2012-02-27 | 2012-04-19 | 6 months / 20 months | 1. Shell Chemicals (Ontario Canada) 2. Exxon Mobil (Baton Rouge, LA) 3. Dow Chemical (Texas City, TX) | Meets CoA | None | Colorless | [5 empty] | IPA - Characteristic | [6 empty] | Clear, mobile liquid | [5 empty] | Match standard, per USP | [18 empty] | ≤ 0.70 mL | [6 empty] | ≥ 99.0% (NPTM 376) | [51 empty] | ≤ 0.005% w/v (NPTM 226) | [19 empty] | 1.377 ± 0.001 (@ 20 C) | [15 empty] | 0.785 ± 0.002
7A4OB397 | Benzalkonium Chloride 50% | 2012-02-27 |  | 3 months / 24 months | Lonza (Fairlawn, NJ) | Meets CoA | None | Colorless to light yellow | [5 empty] | Mild almond | [6 empty] | Clear viscous liquid | [15 empty] | Formation of precipitate per test - Pass | [20 empty] | 50.0 % ± 2.5 % (NPTM 301/434)
7A4OB690 | Isopar K | 2012-02-27 | 2012-04-19 | 6 months / 12 months | ExxonMobil (Baytown, TX) | Meets CoA | None | Colorless | [5 empty] | Solvent | [6 empty] | Clear, mobile liquid | [5 empty] | Close Match to Standard (Sample or Spectrum)
7A4OD310 | Camphor crystals | 2012-02-29 | 2012-04-19 | 12 months / 24 months | Penta Manufacturing (Livingston, NJ) | Meets CoA | None | Colorless to White | [5 empty] | Penetrating Characteristic Medicinal Odor | [6 empty] | Crystals | [5 empty] | Close Match to Standard (Sample or Spectrum)
7A4OF292 | Acetone NF | 2012-02-29 | 2012-04-19 | 6 months / 36 months | Mallinckrodt (Phillipsburg, NJ) | Meets CoA | None | Colorless | [5 empty] | Characteristic | [6 empty] | Clear, mobile, volatile liquid | [5 empty] | Close Match to Standard (Sample or Spectrum) | [113 empty] | ≤ 0.789
7A4OF602 | Avon Dry Facial Fragrance/Watery Floral | 2012-03-15 | 2019-04-03 | 6 months / 36 months | Drom (Towaco, NJ) | Meets CoA | None | [19 empty] | Match Standard | [97 empty] | 1.455 - 1.461 | [15 empty] | 0.964 - 0.968
7A4OF774 | Amsco Odorless Mineral Spirits | 2012-02-27 | 2012-04-19 | 6 months / 12 months | ExxonMobil (Baytown, TX) | Meets CoA | None | Colorless | [5 empty] | Solvent | [6 empty] | Clear, mobile liquid | [5 empty] | Close Match to Standard (Sample or Spectrum)
7A4OG169 | Dowfax C10L | 2012-03-14 | 2012-04-19 | 6 months / 12 months | Dow Chemical (Lockland, OH) | Meets CoA | None | Amber | [12 empty] | Clear Liquid | [5 empty] | Close Match to Standard (Sample or Spectrum)
7A4OH247 | Trisodium Phosphate Crystalline (TSPc) | 2012-03-08 | 2012-04-19 | 12 months / 24 months | ICL PERFORMANCE PRODUCTS (Lawrence, KS) | Meets CoA | None | Match reference | [5 empty] | Match reference | [6 empty] | White granular material
7A4OH460 | G2 MOD UQ219733/00 Fragrance | J&J Chem No Spec |  | 6 months / 12 months | Givaudan (Mount Olive, NJ) | Meets CoA | None | Clear pale yellow liquid - to match standard | [5 empty] | Characteristic - to match standard | [12 empty] | Close Match to Standard (Sample or Spectrum)
7A4OK459 | Salicylic Acid USP | 2013-04-17 | 2016-12-22 | 6 months / 60 months | Rhodia Direcao Quimica (Paulinia SP Brazil) | Meets CoA | [21 empty] | Passes Test | [6 empty] | Identificaion A & B - Passes (USP/NF) | [21 empty] | 98.0 - 102.0% (USP/NF) |  |  |  | 0.014% Max | [11 empty] | 20 μg/g Max | [22 empty] | 0.5 % Max |  |  |  | 158 - 161°C | [14 empty] | 0.0100% Max | [13 empty] | Total Impurities: 0.2000 % Max Related Compound A: 0.1 % Max Related Compound B: 0.05 % Max Phenol: 0.02 % Max Other Impurities: 0.05 % Max |  |  | 0.05 % Max | [20 empty] | 0.020% Max | [14 empty] | Verify that the material is packaged in suitable containers to protect the contents from contamination and deterioration in normal shipment and storage. Evidence of contamination will cause rejection of shipment
7A4OP027 | Ceraphyl 41 | 2013-07-02 | 2014-11-11 | 6 months / 12 months | Ashland formerly ISP Technologies (Assonet, MA) | Meets CoA | [127 empty] | 195.0 – 210.0 | [9 empty] | 0.900 – 0.920 | [23 empty] | Verify that the material is packaged in suitable containers to protect the contents from contamination and deterioration in normal shipment and storage. Evidence of contamination will cause rejection of shipment
7A4OP211 | Carbopol Ultrez - 10 | J&J Chem (New) |  | 12 months / 24 months | 1. Lubrizol Advanced Materials Europe BVBA (Antwerp, Belgium) 2. Lubrizol Advanced Materials (Calvert City, KY) | Meets CoA | [91 empty] | 2.00 % Max | [58 empty] | 45,000 - 65,000 cps (0.5% solution) – Brookfield RVT at 20 rpm, Spindle No.7 at 30 secs or when fluctuation is < 1 scale unit. Dry sample for 1 hour at 80C (176F) with a vacuum of 29 inches (736 mm) Hg before use | [10 empty] | Verify that the material is packaged in suitable containers to protect the contents from contamination and deterioration in normal shipment and storage. Evidence of contamination will cause rejection of shipment
7A4OP601 | Tegosoft LSE 65 K Soft | 2013-04-09 | 2017-02-21 | 12 months / 24 months | 1. Lubrizol Advanced Materials Europe BVBA (Antwerp, Belgium) 2. Lubrizol Advanced Materials (Calvert City, KY) | Meets CoA | [78 empty] | 5.00 gI/100g Max | [27 empty] | 6.5 – 7.5 (5% DI Water: Methanol 1:1) | [20 empty] | 47.0 – 57.0 KOH/g | [29 empty] | 37.00 - 33.00% |  |  |  | Verify that the material is packaged in suitable containers to protect the contents from contamination and deterioration in normal shipment and storage. Evidence of contamination will cause rejection of shipment
7A4OP862 | Sodium Gluconate | 2012-05-22 | 2012-05-22 | 12 months / 24 months | PMP Fermentation (Peoria, Illinois) | Meets CoA | None | White to tan | [5 empty] | Characteristic | [6 empty] | White to tan, granular to fine, crystalline powder | [5 empty] | Close Match to Standard (Sample or Spectrum) | [84 empty] | 6.5 – 7.5 (10% Solution)
7A4OQ084 | Versene 100 | 2012-03-12 | 2012-04-19 | 12 months / 24 months | DOW CHEMICAL (Freeport ,TX) | Meets CoA | None | None or Pale Straw | [5 empty] | Little or no distinguisable odor | [6 empty] | Clear Liquid | [5 empty] | Close Match to Standard (Sample or Spectrum)
7A4OQ100 | SP Crodasinic LS 30 MBAL LQ-(RB) | 2012-03-07 | 2017-01-09 | 12 months / 24 months | Croda Europe (East Yorkshire, United Kingdom) | Meets CoA | None | Colorless to light yellow | [5 empty] | Characteristic | [6 empty] | Clear Liquid | [90 empty] | 8.00 ± 0.50 (10% Solution)
7A4OQ132 | Triton X-100 | 2012-03-08 | 2012-04-28 | 12 months / 24 months | Dow Chemical (Hahnville, LA) | Meets CoA | None | Colorless to pale yellow | [5 empty] | Mild | [6 empty] | Transparent liquid | [5 empty] | Close Match to Standard (Sample or Spectrum)
7A4OQ203 | Carbopol Ultrez-10 | 2013-08-29 | 2013-08-29 | 12 months / 24 months | Lubrizol Advanced Materials (Calvert City, KY) | Meets CoA | [91 empty] | 2.00% Max | [58 empty] | 45,000 - 65,000 cps (0.5% solution) – Brookfield RVT at 20 rpm, Spindle No.7 at 30 secs or when fluctuation is < 1 scale unit. Dry sample for 1 hour at 80C (176F) with a vacuum of 29 inches (736 mm) Hg before use | [10 empty] | Verify that the material is packaged in suitable containers to protect the contents from contamination and deterioration in normal shipment and storage. Evidence of contamination will cause rejection of shipment
7A4OQ214 | Sodium Nonoxynol-6-Phosphate | 2012-03-07 | 2012-04-28 | 12 months / 60 months | AKZO NOBEL (Houston, TX) | Meets CoA | None | Colorless to light yellow | [5 empty] | Mild | [6 empty] | Clear Liquid | [5 empty] | Close Match to Standard (Sample or Spectrum)
7A4OQ229 | Trisodium Citrate Dihydrate, USP | 2013-11-27 | 2013-11-27 | 12 months / 36 months | 1. Tate & Lyle (Calle, Columbia) 2. Jungbunzlauer Austria AG (Wolzenshofen, Austria) | Meets CoA | None | White | [5 empty] | Odorless | [6 empty] | Fine Granular | [5 empty] | Close Match to Standard (Sample or Spectrum)
7A4OQ260 | Adult Wipe Fragrance | 2012-03-08 | 2012-04-24 | 12 months / 24 months | International Aromatics, Inc. (Moonachie, NJ) | Meets CoA | None | Colorless to pale yellow | [5 empty] | Powder Rose | [6 empty] | Clear Liquid | [5 empty] | Close Match to Standard (Sample or Spectrum) | [97 empty] | 1.474 ± 0.010 | [15 empty] | 0.964 ± 0.010
7A4OQ353 | Cocamide DEA | 2012-03-13 | 2012-04-25 | 6 months / 24 months | Protameen Chemicals (Totowa, NJ) | Meets CoA | None | Yellow | [5 empty] | Characteristic | [6 empty] | Clear Liquid | [5 empty] | Close Match to Standard (Sample or Spectrum) | [84 empty] | 10.8 -0.7/+0.8 (10% Aqueous Solution)
7A4OQ518 | BTC 2125M-50% Maquat MQ2525M-50% Barquat 4250Z | 2012-03-09 | 2019-04-30 | 6 months / 24 months | 1. Stepan (Elwood, IL) 2. Pilot (Arlington Heights, IL) 3. Lonza, Inc. (Mapleton, IL) | Meets CoA | None | Colorless to light straw | [5 empty] | Pleasant almond | [6 empty] | Clear, viscous liquid | [36 empty] | 50.0 – 54.0 | [53 empty] | 6.0 - 9.0 (10% aqueous soln)
7A4OQ595 | Disodium Cocoamphodiacetate | 2012-03-08 | 2012-04-24 | 6 months / 24 months | 1) Solvay (University Park, IL), 2) Zohar Dalia | Meets CoA | None | Light Yellow to Amber | [5 empty] | Fatty - Characteristic | [6 empty] | Clear, Viscous, Fluid, Liquid | [5 empty] | Close Match to Standard (Sample or Spectrum) | [84 empty] | 8.5 ± 0.5 (10% Aqueous)
7A4OQ792 | Aloe Barbadensis Gel 1:1 | 2012-03-06 | 2012-04-24 | 12 months / 24 months | Terry Laboratories, Inc. (Melbourne, FL) | Meets CoA | None | Colorless liquid. Aging may cause darkening with a slight fallout | [5 empty] | Slight Vegetable | [6 empty] | Clear to slightly hazy liquid | [5 empty] | Close Match to Standard (Sample or Spectrum) | [84 empty] | 4.25 ± 0.75 | [28 empty] | 1.000 ± 0.004
7A4OQ890 | Sodium Metasilicate Pentahydrate | 2012-03-12 | 2012-04-24 | 12 months / 24 months | Occidental Chemical / OxyChem (Dallas, TX) | Meets CoA | None | White | [5 empty] | Odorless | [6 empty] | Granular Powder
7A4OS407 | Solumed Isopropyl Alcohol 99% USP | 2013-05-17 | 2013-05-20 | 12 months / 20 months | Shell Chemicals Canada Ltd (Sarnia, Ontario) | Meets CoA | [17 empty] | Transparent, colorless, mobile, volatile liquid |  |  | IR conform to standard (USP<197F>) | [19 empty] | ≤ 0.70 mls of 0.020 N NaOH (USP) | [5 empty] | ≥ 99.0 % (USP GC) | [51 empty] | ≤ 0.005 % (USP) | [19 empty] | 1.377 ± 0.001 (@20 C) (USP) | [15 empty] | 0.785 ± 0.002 (USP)
7A4OS411 | Povidone Iodine Powder USP/NF | 2013-11-27 | 2013-12-02 | 12 months / 36 months | Marcus Research (St. Louis, MO) | Meets CoA | None | Brownish-Red | [5 empty] | Characteristic | [6 empty] | Free Flowing Powder | [31 empty] | 9.0 % - 12.0 % (Dried Basis, USP) Assay as is (Without drying) to report only | [42 empty] | ≤ 8.0 %
7A4OS639 | Sodium Phosphate Monobasic, Monohydrate USP | 2012-03-12 | 2012-04-20 | 12 months / 36 months | Avantor (Phillipsburg, NJ) | Meets CoA | None | White | [5 empty] | Odorless | [6 empty] | Crystalline granules | [13 empty] | Meets requirements (Phosphate) Meets requirements (Sodium)
7A4OU870 | Sodium Lauryl Sulfate | 2012-03-13 | 2012-04-20 | 6 months / 24 months | Cognis (Cincinnatti, OH / Dusseldorf , Germany) | Meets CoA | None | White to light yellow | [5 empty] | Odorless | [6 empty] | Crystals, flakes or powder | [7 empty] | Pass Test | Pass Test | [81 empty] | 9.50 ± 1.00 (1% Solution)
7A4OX110 | Polysorbate 20 | 2012-03-08 | 2012-04-20 | 6 months / 24 months | 1. BASF (Gurnee, IL) 2. Croda (New Castle, DE) | Meets CoA | None | Light Yellow to Amber | [5 empty] | Mild / Bland | [6 empty] | Clear, viscous liquid (may haze below RT) | [5 empty] | Close Match to Standard (Sample or Spectrum)
7A4OX232 | Che alcohol SDA40-190 Proof 3.07 KG/GL | 2012-03-01 | 2012-04-28 | 6 months / 36 months | 1. Equistar Chemicals (Tuscola, IL) 2. Pharmco Products (Brookfield, CT) | Meets CoA | None | Colorless | [5 empty] | Alcohol Characteristic {Alcohol} | [6 empty] | Clear mobile liquid | [5 empty] | Meets USP requirement | [113 empty] | 0.8092 ± 0.0006
7A4OY806 | Lavendar Oil #856 | 2012-03-14 | 2012-04-28 | 12 months / 24 months | International Aromatics (Moonachie, NJ) | Meets CoA | None | [6 empty] | Camphoracious Lavender | [6 empty] | Clear Liquid | [5 empty] | Close Match to Standard (Sample or Spectrum) | [97 empty] | 1.4617 ± 0.0100 | [15 empty] | 0.9281 ± 0.0100
7B4AL930 | Gluconic Acid 50% Technical | 2012-03-08 | 2012-04-28 | 6 months / 36 months | PMP Fermentation Products, Inc. (Peoria, Illinois) | Meets CoA | None | Light Yellow | [5 empty] | Characteristic | [6 empty] | Clear Liquid | [5 empty] | Close Match to Standard (Sample or Spectrum) | [84 empty] | 1.3 ± 0.2 | [28 empty] | 1.24 ± 0.03
7B4AS318 | Polysorbate 80 | 2012-03-08 | 2012-04-28 | 12 months / 24 months | 1. Protameen Chemicals, Inc. (Totowa, NJ) 2. Lonza (Williamsport, PA) 3. Croda Inc (New Castle, DE) | Meets CoA | None | Light Yellow to Amber | [5 empty] | Mild Bland | [6 empty] | Clear viscous liquid | [119 empty] | 1.075 ± 0.015
7B4FD110 | Boric Acid USP/NF | 2012-03-14 | 2012-05-08 | 12 months / 36 months | Francais Borax (Coudekerque-Branche Cedex- France) | Meets CoA |  | White | [5 empty] | Characteristic | [6 empty] | White granular powder | [5 empty] | Close Match to Standard (Sample or Spectrum)
7B4GB598 | Pumice | 2012-03-08 | 2012-04-24 | 12 months / 84 months | C. R. Minerals Corporation (San Juan Pueblo, NM) | Meets CoA | None | Off-White | [5 empty] | Characteristic | [6 empty] | Grain Powder
7B4OA160 | Actiphyte of Comfrey BG50P | 2012-03-08 | 2012-04-24 | 12 months / 24 months | Active Organics (Lewisville, TX) | Meets CoA | None | Light to medium amber | [5 empty] | Characteristic | [6 empty] | Clear Liquid | [5 empty] | Close Match to Standard (Sample or Spectrum) | [84 empty] | 5.2 + 1.3/-1.2 | [28 empty] | 1.03 + 0.02/-0.01
7B4OA234 | Actiplex 2883 PH | 2012-03-08 | 2015-06-02 | 12 months / 24 months | Active Organics (Lewisville, TX) | Meets CoA | None | Medium to Dark Amber | [5 empty] | Characteristic | [6 empty] | Clear Liquid | [5 empty] | Close Match to Standard (Sample or Spectrum) | [84 empty] | 5.2 + 1.3/-1.2 | [28 empty] | 1.03 + 0.02/-0.01
7B4OA242 | Citric Acid USP Anhydrous Granular | 2012-03-08 | 2012-04-24 | 12 months / 24 months | Archer Daniels Midland (ADM) (Southport, NC) | Meets CoA | None | Colorless to white | [5 empty] | Odorless | [6 empty] | Crystals or crystalline powder (Crystals/crystalline powder) | [5 empty] | Close Match to Standard (Sample or Spectrum)
7B4OB521 | Blue FD&C #1 | 2012-03-14 | 2012-04-24 | NA months / 24 months | Sensient Colors Inc (St Louis MO) | Meets CoA |  | Reddish Brown | [12 empty] | Solid, fine powder | [11 empty] | UV peak, 405 & 632nm ± 5nm
7B4OB690 | VM&P Naphtha HT | 2012-03-06 | 2012-04-26 |  | Shell (Not available) | Meets CoA | None | Colorless | [5 empty] | Solvent | [6 empty] | Clear mobile liquid
7B4OC109 | Antifoam AF-Emulsion | 2012-03-09 | 2012-04-24 | 12 months / 18 months | Silchem (Ontario, Canada) Dow Corning Corporation (Carrollton, KY) | Meets CoA | None | Off-White | [5 empty] | Characteristic | [6 empty] | Homogeneous Liquid, Free of Dark Particles | [5 empty] | Close Match to Standard (Sample or Spectrum) | [84 empty] | 2.8 ± 0.7
7B4OD232 | Propylene Glycol USP | 2012-03-06 | 2012-04-24 | 6 months / 24 months | 1. Dow Chemical (Freeport, TX) 2. Lyondel (Pasadena, TX) | Meets CoA | None | Colorless | [5 empty] | Odorless | [6 empty] | Clear, viscous liquid | [5 empty] | Close Match to Standard (Sample or Spectrum) | [113 empty] | 1.036 ± 0.001
7B4OM799 | Cucumber Extract in Glycerin NP | 2012-03-08 | 2019-06-11 | 12 months / 24 months | Lipotec (Lewisville, TX) & Bell Flavors and Fragrances, Inc | Meets CoA | None | Colorless to pale yellow (Bell) Colorless to Medium Yellow (Lipotec) | [5 empty] | Conforms to Standard (Bell) Characteristics (Lipotec) | [6 empty] | Clear liquid (Bell) Clear Viscous Liquid (Lipotesc) | [5 empty] | Close Match to Standard (Sample or Spectrum) | [97 empty] | At 20 deg 1.321 - 1.521 (Bell) @25deg 1.450 - 1.490 (Lipotec) | [15 empty] | 1.069 - 1.269 (Bell) 1.25 - 1.29 (Lipotec)
7B4OP027 | Abil B88183 PH | 2013-01-30 | 2018-06-14 | 12 months / 24 months | Evonik Goldschmidt Corporation (Essen, Germany) | Meets CoA | [52 empty] | 32.0 - 40.0 % | [67 empty] | 1.3700 – 1.3800 | [19 empty] | 1.014 – 1.034 | [9 empty] | 90 - 300 mpas | [6 empty] | 60.0 - 68.0% |  |  |  | Verify that the material is packaged in suitable containers to protect the contents from contamination and deterioration in normal shipment and storage. Evidence of contamination will cause rejection of shipment
7B4OP118 | Polyethylene Glycol 1450 (PEG-32) NF, Flake (Inhibited) | 2013-06-05 | 2016-12-20 | 6 months / 24 months | The Dow Chemical Company (Midland, MI) | Meets CoA | None | [6 empty] | To Match Target | [6 empty] | White Flakes | [5 empty] | Close Match to Standard (Sample or Spectrum)
7B4OP209 | Tinogard HS | 2013-05-21 | 2013-05-21 | 12 months / 60 months | BASF (Grenzach-Wyhlen, Germany) BASF (Schweizerhalle, Switzerland) | Meets CoA | [106 empty] | 4.5 – 7.0 (1% Solution) | [54 empty] | Verify that the material is packaged in suitable containers to protect the contents from contamination and deterioration in normal shipment and storage. Evidence of contamination will cause rejection of shipment
7B4OP279 | Potassium Sorbate | 2013-05-28 | 2013-05-28 | 12 months / 36 months | Contractor 2429CE3 (for Merck KGaA) (Frankfurt, Germany) | Meets CoA | [43 empty] | Passes test. |  |  | 98.0 - 101.0% | [19 empty] | 0.001% Max | [6 empty] | Passes tests A and B | [15 empty] | 1.0% Max | [71 empty] | Verify that the material is packaged in suitable containers to protect the contents from contamination and deterioration in normal shipment and storage. Evidence of contamination will cause rejection of shipment
7B4OP601 | Hexylene Glycol | 2012-09-13 | 2014-09-09 | 12 months / 24 months | Arkema (La Chambre, France) | Meets CoA | [38 empty] | 0.00500 % Max (as Acetic Acid) | [56 empty] | 0.1000 % Max (Water Content) | [45 empty] | 0.920 – 0.923 | [19 empty] | Verify that the material is packaged in suitable containers to protect the contents from contamination and deterioration in normal shipment and storage. Evidence of contamination will cause rejection of shipment
7B4OP862 | Crodateric LADP-LQ-(AP) | 2012-03-14 | 2012-05-07 | 12 months / 24 months | Croda (New Castle, DE) | Meets CoA | None | [5 empty] | 1.5 ± 1.5 | Soapy | [6 empty] | Clear to hazy yellow/orange liquid | [5 empty] | Close Match to Standard (Sample or Spectrum) | [84 empty] | 10.75 ± 0.75 | [24 empty] | 30.0 ± 1.5
7B4OQ084 | Tergitol 15-S-12 | 2012-03-12 | 2012-04-22 | 12 months / 24 months | Dow Chemical (Freeport, TX) | Meets CoA | None | Slightly White | [5 empty] | Mild | [6 empty] | Slightly Opaque Viscous Liquid
7B4OQ209 | Disodium Phosphate Food Grade | 2012-03-12 | 2012-04-24 | 6 months / 24 months | 1. Prayon (Augusta, GA) 2. ICL Performance Products (Lawrence, KS) | Meets CoA | None | White | [5 empty] | None | [6 empty] | Free flowing granules or powder | [5 empty] | Close Match to Standard (Sample or Spectrum)
7B4OQ214 | Sorbic Acid/FCC | 2012-03-12 | 2012-04-26 | 12 months / 24 months | Nantong Acetic (Jiangsu, China) | Meets CoA | None | White | [5 empty] | Characteristic | [6 empty] | Free flowing crystalline powder | [5 empty] | Close Match to Standard (Sample or Spectrum)
7B4OQ595 | Bronopol | 2012-03-13 | 2012-05-01 | 1. 6 months / 36 months 2. 6 months / 24 months | 1. BASF (Jiangsu, China) 2. Inolex Chemical (Philadelphia, PA) | Meets CoA | None | White to almost white | [5 empty] | Faint | [6 empty] | Crystalline powder | [5 empty] | Close Match to Standard (Sample or Spectrum)
7B4OQ794 | Disodium EDTA-USP | 2013-12-16 | 2014-10-14 | 12 months / 24 months | Dow Chemical (Freeport, Tx) AKZO NOBEL Functional Chemicals | Meets CoA | [21 empty] | Identification A: Passes Test Identification B: Passes Test Identification C: Passes Test | [24 empty] | 99.0 – 101.0% | [19 empty] | 0.005% Max | [22 empty] | 8.7 – 11.4% | [15 empty] | 4.0 – 6.0 (1 in 20 solution) | [55 empty] | Verify that the material is packaged in suitable containers to protect the contents from contamination and deterioration in normal shipment and storage. Evidence of contamination will cause rejection of shipment | [7 empty] | Passes Test | 0.1% Max
7B4OS639 | Xylitol NF | 2012-03-12 | 2012-04-26 | 12 months / 36 months | Penta International (Livingston, NJ) | Meets CoA | None | White | [5 empty] | None | [6 empty] | Crystals/ Crystalline Powder | [5 empty] | Close Match to Standard (Sample or Spectrum)
7B4OX110 | Oleth-10 | 2012-03-15 | 2012-05-01 | 12 months / 24 months | Protameen Chemicals (Totowa, NJ) | Meets CoA | None | [10 empty] | Yellow Liquid to White Solid | [8 empty] | Close Match to Standard (Sample or Spectrum) | [84 empty] | 6.0 ± 1.0 (3% aqueous solution)
7B4OX232 | Che alcohol SDA40-B 190 Proof | 2012-03-01 | 2012-04-19 | 6 months / 36 months | 1. Equistar Chemicals (Tuscola, IL) 2. Pharmco Products (Brookfield, CT) 3. Archer Daniels Midland (Decatur, IL) | Meets CoA | None | Colorless | [5 empty] | Alcohol Characteristic {Alcohol} | [6 empty] | Clear mobile liquid | [5 empty] | Meets USP requirement | [113 empty] | 0.8092 ± 0.0006 | [47 empty] | 189.7- 190.2
7C4AS318 | Lemon Flavor Citrosynth | 2012-03-08 | 2012-04-24 | 6 months / 12 months | Interome | Meets CoA | None | Light Yellow to Yellow | [5 empty] | Lemon | [6 empty] | Clear Oily Liquid | [103 empty] | 1.4700 +/- .01 | [15 empty] | 0.845 +/- .008
7C4FD110 | Sodium Hydroxide USP Pellet | 2013-09-26 | 2019-03-20 | 12 months / 30 months(EKA Chemicals) 12 months/ 36 months (General Chemicals) | General Chemical LLC (Midlothian, TX) EKA Chemicals (Bohus, Sweden) | Meets CoA | [21 empty] | A solution (1 in 25) responds to the tests for sodium Identification B - passes | [24 empty] | 95.0 – 100.5% (of total alkali calculated as NaOH) 3.0% Maximum of Na2CO3) | [19 empty] | 0.003% Max | [94 empty] | Verify that the material is packaged in suitable containers to protect the contents from contamination and deterioration in normal shipment and storage. Evidence of contamination will cause rejection of shipment | [6 empty] | A solution (1 in 20) is complete, clear, and colorless to slightly colored
7C4OA160 | Extrapone Chamomile Special | 2012-03-15 | 2012-04-24 | 15 months / 18 months | Symrise | Meets CoA | None | Pale brown to brown | [5 empty] | Characteristic/ match previous sample (match previous sample) | [6 empty] | Clear liquid | [5 empty] | Close Match to Standard (Sample or Spectrum) | [84 empty] | 4.50 ± 0.50 | [12 empty] | 1.3980 ± 0.0050 | [15 empty] | 1.0450 ± 0.0050
7C4OB690 | Mint Fragrance | 2012-03-13 | 2012-04-24 | 3 months / 6 months | International Aromatics, Inc. | Meets CoA | None | Yellow | [5 empty] | Mint | [6 empty] | Clear mobile liquid | [5 empty] | Close Match to Standard (Sample or Spectrum) | [97 empty] | 1.4725 +/- 0.0100 | [15 empty] | 0.8890 +/- 0.0100
7C4OB853 | Gantrez ES 225BF | 2012-03-07 | 2012-04-24 | 12 months / 24 months | ISP Technologies, Inc. | Meets CoA | None | Colorless to Light Yellow | [5 empty] | Ethanol | [6 empty] | Clear Viscous Liquid | [5 empty] | Close Match to Standard (Sample or Spectrum)
7C4OD232 | Methylparaben NF/USP | 2013-11-27 | 2012-11-27 | 6 months / 36 months | Ueno (Osaka, Japan) | Meets CoA | None | [6 empty] | Close match to standard | [6 empty] | Colorless crystals or white crystalline powder | [5 empty] | Close Match to Standard (Sample or Spectrum) | [25 empty] | 100.0 +/- 2.0 %
7C4OD423 | Polysorbate 20 NF | 2012-03-15 | 2012-04-24 | 12 months / 24 months | Croda (New Castle, De) | Meets CoA | None | [13 empty] | A pale yellow to amber colored liquid, free of foreign matter | [5 empty] | Close Match to Standard (Sample or Spectrum)
7C4OF250 | Butylene Glycol | 2012-02-28 | 2012-04-22 | 12 months / 24 months | Oxea (Bishop, Texas) | Meets CoA | None | [6 empty] | Mild |  |  |  | Colorless Liquid | [8 empty] | Close Match to Standard (Sample or Spectrum) | [113 empty] | 1.005 +/- 0.001 (20 C)
7C4OG169 | Ammonium Chloride | 2012-03-15 | 2012-04-26 | 12 months / 24 months | BASF AG | Meets CoA | None | White | [12 empty] | Crystals | [13 empty] | Pass (ID for Ammonium) Pass (ID for Chloride)
7C4OG735 | Sodium Bicarbonate | 2012-03-12 | 2012-05-07 | 12 months / 24 months | Church & Dwight | Meets CoA | None | White | [5 empty] | Odorless | [6 empty] | Crystalline Powder | [5 empty] | Close Match to Standard (Sample or Spectrum)
7C4OP279 | Sorbic Acid | 2013-10-23 | 2013-10-25 | 12 months / 36 months | EMD Millipore/ Contractor 2429CE3 | Meets CoA | [21 empty] | ID A: Passes test. (NF Sorbic Acid Monograph) ID B: Passes test. (NF-Sorbic Acid Monograph) | [24 empty] | 99.0 - 101.0% | [19 empty] | 0.001% Max | [26 empty] | 132°C - 135°C | [31 empty] | 0.2% Max | [30 empty] | 0.5% Max |  |  |  |  | Verify that the material is packaged in suitable containers to protect the contents from contamination and deterioration in normal shipment and storage. Evidence of contamination will cause rejection of shipment
7C4OP338 | Tocopheryl Acetate | Biore Chem |  | 12 months / 36 months | DSM Nutritional Products, LTD | Meets CoA | None | [6 empty] | Close Match to Standard |  |  |  | Close match to standard Clarity: Clear Color: Yellow Texture: Viscous Form: Liquid | [8 empty] | Close Match to Standard (Sample or Spectrum)
7C4OP601 | Glycerox 767 | 2012-04-24 | 2017-09-05 | 12 months / 24 months | Croda, Inc. | Meets CoA | [78 empty] | 1.0 Max g I2/100g | [16 empty] | 0.5 % Max | [31 empty] | 90 - 100 mg KOH/g | [33 empty] | Verify that the material is packaged in suitable containers to protect the contents from contamination and deterioration in normal shipment and storage. Evidence of contamination will cause rejection of shipment
7C4OP862 | Green Clean Fragrance | 2012-03-01 | 2012-04-24 | 3 months / 6 months | International Aromatics, Inc. (Moonachie, NJ) | Meets CoA | None | Clear to straw | [5 empty] | Citrus Floral | [6 empty] | Clear to straw liquid | [103 empty] | 1.4575 – 1.4775 | [15 empty] | 1.0180 -1.0380
7C4OQ595 | Potassium Sorbate USP/NF/FCC | 1900-01-02 | 2012-04-25 | 6 months / 24 months | 1. Nantong Acetic (Jiangsu, China) 2. Nutrinova Inc. (Frankfurt, Germany) | Meets CoA | None | White | [5 empty] | None | [6 empty] | Free flowing powder or granules | [13 empty] | Pass (Potassium) | [43 empty] | Pass
7C4OS639 | Black Currant Flavor | 2012-03-07 | 2012-04-25 | 6 months / 12 months | Bell Flavors & Fragrances, Inc. | Meets CoA | None | Colorless to pale yellow | [5 empty] | Black currant | [6 empty] | Clear liquid | [5 empty] | Close Match to Standard (Sample or Spectrum) | [97 empty] | 1.4351 ± 0.0050 | [15 empty] | 1.0307 ± 0.0500
7C4OU218 | Citric Acid USP Anhydrous E330 | 2012-03-19 | 2012-04-30 | 12 months / 24 months | Archer Daniels Midland (ADM) Corn Processing | Meets CoA | None | [6 empty] | Odorless | [6 empty] | White, fine granular | [5 empty] | Close Match to Standard (Sample or Spectrum) | [7 empty] | Meets Requirement (Citrate) | [17 empty] | 100.0 +/- 0.5% on anhydrous basis
7C4OX110 | IPP/IPM/IPS Blend | 2012-03-01 | 2012-05-08 | 12 months (Reassay only) | INOLEX (LEXOL 60A) INOLEX (LEXOL 3975) | Meets CoA | None | Colorless | [5 empty] | None | [6 empty] | Clear Liquid | [119 empty] | 0.845 - 0.858
7D4AB636 | Benzocaine USP | 2013-11-27 | 2013-12-02 | 12 months / 60 months | Norbrook Laboratories Ltd. | Meets CoA | None | White | [5 empty] | None | [6 empty] | Crystalline Powder | [5 empty] | Close Match to Standard (Sample or Spectrum) | [27 empty] | 100.0 +/- 2.0 %
7D4OB853 | Acetyl Tributyl Citrate | 2012-03-14 | 2012-04-30 | 12 months / 24 months | Vertellus Performance Materials, Inc. | Meets CoA | None | [6 empty] | Essentially odorless | [6 empty] | Clear oily liquid free of suspended solids and foreign matter | [5 empty] | Close Match to Standard (Sample or Spectrum) | [97 empty] | 1.0500 +/- 0.0050 | [15 empty] | 1.4418 – 0.0008 / + 0.0007
7D4OD232 | Propylparaben USP | 2013-12-16 | 2013-12-16 | 6 months / 36 months | Ueno (Japan) | Meets CoA | None | [13 empty] | Small, colorless crystals or white crystalline powder | [5 empty] | Close Match to Standard (Sample or Spectrum) | [25 empty] | 100.0%+/-2
7D4OG169 | Glass Wipe Fragrance | 2012-03-15 | 2012-04-30 | 12 months / 24 months | International Aromatics, Inc. (Moonachie, NJ) | Meets CoA | None | Pale Straw | [12 empty] | Clear liquid | [5 empty] | Close Match to Standard (Sample or Spectrum) | [97 empty] | 1.4795 +/- 0.01 | [15 empty] | 1.0694 +/-0.01
7D4OP338 | Equiveda | Biore Chem |  | 12 months / 24 months | Gattefosse Corporation (Cedex, France) | Meets CoA | None | [5 empty] | 9.5 +/- 4.5 | Characteristic – sweet earthy and chemical |  |  |  | Color: Brown Form: Liquid | [8 empty] | Close Match to Standard (Sample or Spectrum) | [84 empty] | 5.5 +/- 1.0
7D4OP485 | Lactose Whey Protein | 2012-07-12 | 2012-07-13 | 12 months / 24 months | Gattefosse Corporation (Cedex, France) | Meets CoA | [89 empty] | 5.00 Max | 6.0 – 9.0 | [15 empty] | 5.5 – 7.5 (10% in water) | [54 empty] | Verify that the material is packaged in suitable containers to protect the contents from contamination and deterioration in normal shipment and storage. Evidence of contamination will cause rejection of shipment
7D4OP601 | Euxyl K 702 | 2012-05-01 | 2012-05-01 | 6 months / 17 months | Schulke, Inc (Norderstedt, Germany) | Meets CoA | [53 empty] | 11.0 - 13.0% | [5 empty] | 6.5 - 7.5% | [50 empty] | 71.0 - 77.0% | [9 empty] | 1.526 - 1.538 | [20 empty] | 1.111 - 1.131 g/ml | [19 empty] | Verify that the material is packaged in suitable containers to protect the contents from contamination and deterioration in normal shipment and storage. Evidence of contamination will cause rejection of shipment
7D4OP862 | Acticide MBS Chem Spec | 2012-02-27 | 2012-04-30 | 6 months / 12 months | Thor Specialty Chemicals (Acti-Chem Specialties, Inc.) (Speyer, Germany) | Meets CoA | None | Yellow liquid | [5 empty] | Characteristic | [6 empty] | Yellow liquid | [5 empty] | Close Match to Standard (Sample or Spectrum)
7D4OQ209 | NP Baby Wipe Fragrance | 2012-03-14 | 2014-09-29 | 6 months / 24 months | International Aromatics, Inc. (Moonachie, NJ) | Meets CoA | None | [6 empty] | Baby Powder | [6 empty] | Pale Yellow Liquid | [5 empty] | Close Match to Standard (Sample or Spectrum) | [97 empty] | 1.5171 +/- 0.0101 | [15 empty] | 1.0399 - 1.0599
7D4OQ214 | Disodium EDTA | 2012-03-13 | 2012-05-01 | 6 months / 24 months | 1. Dow Chemical Company (Freeport, TX) 2. BASF Corporation (Ludwigshafen, Germany) | Meets CoA | None | White to Off-White May contain small light tan to black water-soluble particles | [5 empty] | Odorless | [6 empty] | Powder | [5 empty] | Close Match to Standard (Sample or Spectrum) | [84 empty] | 5.0 +/- 1.0 (5% aqueous solution)
7D4OQ967 | PEG-75 Lanolin | 2012-03-14 | 2012-05-01 | 6 months / 24 months | Protameen Chemicals (Totowa, NJ) | Meets CoA | None | Yellow to amber | [12 empty] | Clear, viscous liquid | [5 empty] | Close Match to Standard (Sample or Spectrum)
7D4OS639 | Potassium Chloride USP | 2012-04-30 | 2012-05-01 | 12 months / 36 months | Avantor (Phillipsburg, NJ) | Meets CoA | None | White | [5 empty] | Odorless | [6 empty] | Crystalline Powder | [13 empty] | ID Test A: A solution (1 in 20) responds to the tests for potassium. ID Test B: A solution (1 in 20) responds to the tests for chloride.
7E4AS318 | Sodium Benzoate NF/FCC | 2012-03-12 | 2012-04-30 | 12 months / 24 months | Emerald Performance Materials, LLC (Kalama, WA) | Meets CoA | None | White | [5 empty] | Odorless | [6 empty] | Fine Granules | [5 empty] | Close Match to Standard (Sample or Spectrum)
7E4OD232 | Sodium Carbonate Anhydrous | 2012-03-12 | 2012-04-22 | 12 months / 24 months | FMC Corporation (Green River, Wy) | Meets CoA | None | White | [5 empty] | Odorless | [6 empty] | Granular Solid | [5 empty] | Close Match to Standard (Sample or Spectrum)
7E4OP027 | Benzalkonium Chloride 50% NF | 2013-04-17 | 2014-06-18 | 12 months / 36 months | Stepan (Elwood, IL) | Meets CoA | [21 empty] | ID A: Passes test. ID B: Passes test. ID C: Passes test. ID D: Passes test. | [21 empty] | Passes test. |  | 47.5 - 52.5% | [37 empty] | Passes Test | [18 empty] | (Chloromethyl)benzene: Max 0.05% Benzaldehyde: Max 0.15% Benzyl Alcohol: Max 0.5% | [11 empty] | C12 Content: Min 20.0% C14 Content: Min 40.0% C12+C14 Content: Min 70.0% | [46 empty] | Verify that the material is packaged in suitable containers to protect the contents from contamination and deterioration in normal shipment and storage. Evidence of contamination will cause rejection of shipment
7E4OP118 | Sodium Citrate USP | Biore Chem |  |  | Tate & Lyle Ingredients America, Inc (Decatur, IL) | Meets CoA | None | [6 empty] | Odorless to slight acidic odor |  |  |  | White or colorless crystals or crystalline powder | [8 empty] | Close Match to Standard (Sample or Spectrum) | [25 empty] | 99 - 100.5% | [106 empty] | 11.5% +/- 1.5
7E4OP279 | Fruitliquid Pomegranate BG | J&J Chem (New) |  |  | Crodarom SAS (Chanac, France) | Meets CoA | [105 empty] | 5.0 – 7.0 | [14 empty] | 1.395 – 1.420 | [18 empty] | 1.015 – 1.045 | [17 empty] | 37.5 – 42.5% |  |  |  | Verify that the material is packaged in suitable containers to protect the contents from contamination and deterioration in normal shipment and storage. Evidence of contamination will cause rejection of shipment
7E4OP338 | Optivegetol Green Tea P108 Hydro | Biore Chem |  |  | Gattefosse Corporation (Cedex, France) | Meets CoA | None | Close match to standard Clarity: Clear Color: Brown Form: Liquid | [5 empty] | Tea-like Slightly earthy | [12 empty] | Close Match to Standard (Sample or Spectrum) | [84 empty] | 6.0 +/- 1.0 | [12 empty] | 1.400 +/- 0.015 | [15 empty] | 1.055 +/- 0.015
7E4OP601 | Nipaguard IPF | 2012-10-09 | 2012-10-10 |  | Clariant Corporation BU-IV Biocides (Mount Holly, NC) | Meets CoA | [157 empty] | 1.00% Max
7E4OS639 | Magnesium Chloride Hexahydrate USP | 2012-03-06 | 2012-05-01 |  | Avantor (Phillipsburg, NJ) | Meets CoA | None | Colorless | [5 empty] | Odorless | [6 empty] | Crystals | [13 empty] | ID for Magnesium: Passes Test ID for Chloride: Passes Test
7F4BP869 | Citric Acid Anhydrous - USP | 2013-12-20 | 2013-12-20 |  | Archer Daniels Midland (ADM) (Southport, NC) S.A Citrique Belge N.V( Distributed by Univar) | Meets CoA | None | Colorless to White | [5 empty] | Odorless | [6 empty] | Crystals or crystalline Powder (Crystals/crystalline powder) | [5 empty] | Close Match to Standard (Sample or Spectrum)
7F4OA160 | PEG-40 Hydrogenated Castor Oil | 2012-03-14 | 2015-08-18 | 12 months / 24 months | BASF Corporation (Ludwigshafen, Germany) | Meets CoA | None | [6 empty] | Close Match to Standard |  |  |  | White to yelloish soft or flowing paste close match to standard |  |  | Clear, Viscous liquid | [5 empty] | Close Match to Standard (Sample or Spectrum) | [84 empty] | 6.5 +/- 0.5
7F4OD110 | Tetrasodium Edetate | 2012-03-12 | 2012-04-22 |  | Dow Chemical Company (Freeport, Tx) | Meets CoA | None | White | [5 empty] | None | [6 empty] | Crystalline Powder | [5 empty] | Close Match to Standard (Sample or Spectrum) | [84 empty] | 11.0 +/- 0.5 (1% Aqueous Solution)
7F4OP027 | Arlasilk Phospholipid PTC | 2013-04-26 | 2014-11-11 |  | Croda, Inc. (New Castle, DE) | Meets CoA | [57 empty] | 5.5 – 6.5 | [48 empty] | 6.3 – 7.9 (10% Aqueous) | [25 empty] | 45.0 – 48.0 | [28 empty] | Verify that the material is packaged in suitable containers to protect the contents from contamination and deterioration in normal shipment and storage. Evidence of contamination will cause rejection of shipment
7F4OP279 | Takasago Pomegranate 4865/3 | 2013-02-07 | 2013-02-07 | 3 months / 6 months | Takasago International Group (Northvale, NJ) | Meets CoA | [119 empty] | 1.4760 – 1.4860 | [17 empty] | 0.9830 – 1.0030 | [23 empty] | Verify that the material is packaged in suitable containers to protect the contents from contamination and deterioration in normal shipment and storage. Evidence of contamination will cause rejection of shipment |  |  | Compares to Standard Not Required when performing IR test
7F4OP308 | Feverfew Conc. Enriched Serum Fraction CMP-01-A | 2012-05-03 | 2012-06-20 | 12 months / 24 months | Integrated Botanical Technologies LLC (Ossining, New York) | Meets CoA | None | [59 empty] | 19.0 – 21.0 (%) | [45 empty] | 3.7 – 4.2 (20 C) | [13 empty] | 1.371 – 1.382 | [40 empty] | Verify that the material is packaged in suitable containers to protect the contents from contamination and deterioration in normal shipment and storage. Evidence of contamination will cause rejection of shipment
7F4OP601 | Isononyl Isononanoate | 2012-04-26 | 2014-09-26 |  | Stearinerie Dubois Fils (Ciron, France) | Meets CoA | [79 empty] | 0.5 g I2/100g Max | [47 empty] | 185.0 - 200.0 mg KOH/g | [33 empty] | Verify that the material is packaged in suitable containers to protect the contents from contamination and deterioration in normal shipment and storage. Evidence of contamination will cause rejection of shipment
7G4OA879 | Acticide IMS | 2012-02-27 | 2012-04-30 |  | Thor (Speyer, Germany) | Meets CoA | None | Yellow Liquid | [5 empty] | Characteristic | [6 empty] | Yellow Liquid | [5 empty] | Close Match to Standard (Sample or Spectrum)
7G4OP027 | SD Alcohol 40-B 200 Proof | 2013-11-20 | 2013-11-20 |  | Equistar Chemicals, LP (Tuscola, IL) | Meets CoA | [75 empty] | Passes Test. (5cm Quartz) | [63 empty] | 0.7905 – 0.7920 for ADM | [21 empty] | Verify that the material is packaged in suitable containers to protect the contents from contamination and deterioration in normal shipment and storage. Evidence of contamination will cause rejection of shipment | [19 empty] | 0.7952 Max for Equistar, MGP & Grain
7G4OP308 | Perfume Meadow Mist RQ-1222 | 2012-08-21 | 2017-04-12 | 6 months / 12 months | Takasago Corporation (Rockleigh, New Jersey) | Meets CoA | [7 empty] | Matches Standard (NA) | [111 empty] | 1.463 – 1.473 | [17 empty] | 0.942 – 0.952 | [23 empty] | Verify that the material is packaged in suitable containers to protect the contents from contamination and deterioration in normal shipment and storage. Evidence of contamination will cause rejection of shipment
7G4OP485 | Bisabolol | 2013-04-05 | 2013-04-05 |  | BASF Corporation (Ludwigshafen, Germany) | Meets CoA | [111 empty] | 85.0 % Min | [8 empty] | 1.4920 – 1.4980 | [40 empty] | Verify that the material is packaged in suitable containers to protect the contents from contamination and deterioration in normal shipment and storage. Evidence of contamination will cause rejection of shipment
7G4OP601 | Dermol ISP | 2013-01-30 | 2017-08-02 |  | ALZO International, Inc (Sayreville, NJ) | Meets CoA | [78 empty] | 2.0 g I2/100g Max | [40 empty] | 1.4510 - 1.4530 | [7 empty] | 100.0 - 115.0mg KOH/g | [9 empty] | 0.845 - 0.865 | [23 empty] | Verify that the material is packaged in suitable containers to protect the contents from contamination and deterioration in normal shipment and storage. Evidence of contamination will cause rejection of shipment
7H4OP027 | Actiphyte of Japanese Green Tea BG50P | 2013-10-29 | 2013-10-29 | 12 months/ 24 months | Active Organics (Lewisville, TX) | Meets CoA | [106 empty] | 4.0 – 6.5 | [12 empty] | 1.3710 – 1.4075 | [17 empty] | 1.00 – 1.04 | [23 empty] | Verify that the material is packaged in suitable containers to protect the contents from contamination and deterioration in normal shipment and storage. Evidence of contamination will cause rejection of shipment
7H4OP485 | Takasago Milk Proteins 4866/3 | 2012-07-11 | 2012-07-12 |  | Takasago Corporation (Northvale, NJ) | Meets CoA | [119 empty] | 1.4480 – 1.4580 | [17 empty] | 0.9700 – 0.9900 | [23 empty] | Verify that the material is packaged in suitable containers to protect the contents from contamination and deterioration in normal shipment and storage. Evidence of contamination will cause rejection of shipment
7H4OP601 | DUB PTO | 2013-04-17 | 2014-06-19 | 12 months/ 24 months | Stearinerie-DuBois (Seppic, Inc.) (Scoury, France) | Meets CoA | [68 empty] | 5.0 mg KOH/g Max | [11 empty] | 1.0 g I2/100g Max | [46 empty] | 338.0 - 368.0 mg KOH/g | [29 empty] | 0.20% Max |  |  |  | Verify that the material is packaged in suitable containers to protect the contents from contamination and deterioration in normal shipment and storage. Evidence of contamination will cause rejection of shipment
7J4OP027 | Actiphyte of Cucumber GL | 2012-04-19 | 2012-05-15 |  | Active Organics (Lewisville, TX) | Meets CoA | [82 empty] | 0.1% Max Each (USP) | [23 empty] | 4.0 – 6.5 | [12 empty] | 1.3920 – 1.5000 | [17 empty] | 1.05 – 1.15 | [23 empty] | Verify that the material is packaged in suitable containers to protect the contents from contamination and deterioration in normal shipment and storage. Evidence of contamination will cause rejection of shipment |  | Passes Test Soluble in any proportion of water
7J4OP485 | Butylene Glycol | 2013-04-29 | 2014-01-28 |  | Oxea Chemicals (Bishop, Texas) | Meets CoA | [49 empty] | 99.50% Min | [89 empty] | 1.004 - 1.006 | [17 empty] | 0.5% Max |  |  |  | Verify that the material is packaged in suitable containers to protect the contents from contamination and deterioration in normal shipment and storage. Evidence of contamination will cause rejection of shipment
7J4OP601 | Tegosoft CO | 2013-04-26 | 2014-07-07 |  | Evonik Goldschmidt Corporation (Essen, Germany) | Meets CoA | [68 empty] | 10.0 mg KOH/g Max | [8 empty] | 2.0 gI/100g Max | [49 empty] | 140.0 – 155.0 mg KOH/g | [13 empty] | 0.852 – 0.857 | [19 empty] | Verify that the material is packaged in suitable containers to protect the contents from contamination and deterioration in normal shipment and storage. Evidence of contamination will cause rejection of shipment
7K4OP027 | Fragrance 5831-AT 01 GN MOD2 IF | 2012-08-01 | 2018-06-08 |  | International Flavors & Fragrances, Inc (Hazlet, NJ) | Meets CoA | [8 empty] | Certified on CoA as Meets Odor Specification or of Characteristic Odor. | [110 empty] | 1.4850 – 1.4950 | [17 empty] | 0.9630 – 0.9730 | [23 empty] | Verify that the material is packaged in suitable containers to protect the contents from contamination and deterioration in normal shipment and storage. Evidence of contamination will cause rejection of shipment
7K4OP485 | Glycerin | 2013-02-11 | 2014-06-26 |  | Procter and Gamble (Cincinnati, Oh) | Meets CoA | [10 empty] | Pass Test | [35 empty] | 99.0 - 101.0% | [7 empty] | Passes Test | Passes Test | [6 empty] | 1.0 mL Max (Of 0.5N NaOH) |  |  |  | 5 ppm Max (NMT 5μg/gram) | [6 empty] | ID A: Passes Test ID C: Passes Test | [8 empty] | 0.1% Max Each | [39 empty] | 0.1% Max (Of any individual impurity found) 1.0% Max (Of total impurities found) |  |  | 0.01% Max | [16 empty] | 1.249 Min (at 25°C) |  |  |  | Passes Test | [9 empty] | 0.5% Max |  |  |  |  | Verify that the material is packaged in suitable containers to protect the contents from contamination and deterioration in normal shipment and storage. Evidence of contamination will cause rejection of shipment
7K4OP601 | Actiphyte of Aloe Vera 10 Fold GL | 2012-06-19 | 2017-08-31 |  | Active Organics (Lewisville, TX) | Meets CoA | [106 empty] | 3.5 – 5.5 | [12 empty] | 1.3610 – 1.3720 | [17 empty] | 1.02 – 1.10 | [23 empty] | Verify that the material is packaged in suitable containers to protect the contents from contamination and deterioration in normal shipment and storage. Evidence of contamination will cause rejection of shipment |  | Passes Test Soluble in any proportion of water
7L4OP027 | Menthol USP | 2012-05-31 | 2017-09-15 |  | Penta Manufacturing Company (Livingston, NJ) | Meets CoA | [21 empty] | Identification A = Passes Test Identification B = Passes the Test | [24 empty] | 98.0 - 102.0% | [46 empty] | 41°C - 44°C |  |  |  |  | Max 0.05% |  | Menthone 0.3% Max Iso-menthone 0.3% Max Pulegone 0.3% Max Neo-Menthol 0.3% Max Iso-Pluegol 0.3% Max Unknown impurity 0.1% Max | 2.0% Max | [43 empty] | -51° - -45° | [15 empty] | Verify that the material is packaged in suitable containers to protect the contents from contamination and deterioration in normal shipment and storage. Evidence of contamination will cause rejection of shipment
7L4OP485 | Polysorbate 20 NF | 2013-08-19 | 408462 |  | 1. Croda (New Castle, De) | Meets CoA | [37 empty] | 2.00 mg KOH/g Max | [28 empty] | 10 ppm Max |  | 96 - 108 | [56 empty] | 0.25% Max |  |  | 40 - 50 | [27 empty] | 3.0% Max |  |  |  |  | Verify that the material is packaged in suitable containers to protect the contents from contamination and deterioration in normal shipment and storage. Evidence of contamination will cause rejection of shipment
7L4OP601 | Dow Corning Fluid | 2012-04-24 | 2017-10-11 |  | Dow Corning Corporation (Carrollton, KY) | Meets CoA | [161 empty] | Verify that the material is packaged in suitable containers to protect the contents from contamination and deterioration in normal shipment and storage. Evidence of contamination will cause rejection of shipment | [5 empty] | 96.00 - 100.00%
7M4OP485 | Emulgade CM | 2013-05-29 | 2013-05-30 |  | BSAF (Mauldin, SC) | Meets CoA | [82 empty] | 0.10% Max | [14 empty] | 57.00 - 61.00% 105C for 30 minutes | [8 empty] | 3.0 - 3.3 (20 C) | [34 empty] | 0.970 - 0.980 | [9 empty] | 800 cps Max | [9 empty] | Verify that the material is packaged in suitable containers to protect the contents from contamination and deterioration in normal shipment and storage. Evidence of contamination will cause rejection of shipment
7M4OP601 | Isononyl Isononanoate | 2015-11-12 | 2015-11-17 |  | Alzo International Sayreville, NJ | Meets CoA | [78 empty] | 1.0 g I2/100g Max | [48 empty] | 187.0 - 197.0 mg KOH/g | [33 empty] | Verify that the material is packaged in suitable containers to protect the contents from contamination and deterioration in normal shipment and storage. Evidence of contamination will cause rejection of shipment
7N4OP485 | Citric Acid USP | 2013-05-29 | 2013-05-30 |  | 1. Tate and Lyle (Dayton, Oh) 2. Archer Daniels Midland (ADM) (Decatur, Ill) | Meets CoA | [12 empty] | Passes Test | [8 empty] | Passes Test | [24 empty] | 99.5 - 100.5% (on dried basis) | [9 empty] | Passes Test | [9 empty] | 0.001% Max (10ppm) | [20 empty] | Passes Test | [15 empty] | 5% Max | 5% Max | [10 empty] | Test solution is not darker than Matching Fluid K | [9 empty] | 0.1% Max (determined on 1.0g) | [20 empty] | Passes Test | [9 empty] | 1.0% Max |  |  |  |  | Verify that the material is packaged in suitable containers to protect the contents from contamination and deterioration in normal shipment and storage. Evidence of contamination will cause rejection of shipment
7O4AQ084 | Integra 44 | 2012-03-07 | 2012-05-02 |  | ISP Technologies (Chatham, NJ) | Meets CoA | None | Colorless to pale yellow | [5 empty] | Characteristic Amine | [6 empty] | Clear liquid
7O4AQ500 | Benzalkonium Chloride 50%-Barquat 50-65 | 2012-02-27 | 2012-04-30 |  | Lonza (Fairlawn, NJ) | Meets CoA | None | Colorless to light yellow | [5 empty] | Mild almond | [6 empty] | Clear viscous liquid | [15 empty] | Formation of precipitate per test. - Pass | [20 empty] | 50.0 ± 2.5 %
7O4BM301 | Glycacil-NP | 2012-03-07 | 2012-04-30 |  | 1. Lonza (Williamsport, PA) 2. Arch Chemicals (Rochester, NY) | Meets CoA | None | Colorless to Amber | [5 empty] | Characteristic | [6 empty] | Clear Liquid | [5 empty] | Close Match to Standard (Sample or Spectrum)
7O4BQ164 | Phenonip | 2012-03-14 | 2012-05-03 |  | Clariant Corporation (Nipa Biocides) (Mount Holly, NC) | Meets CoA | None | Colorless – Light Yellow | [12 empty] | Liquid, high viscous | [5 empty] | Close Match to Standard (Sample or Spectrum) | [97 empty] | 1.5415 +/- 0.0015 | [15 empty] | 1.125 +/- 0.005
7O4BU125 | Glycerin, USP, FCC NON-ADRM | 2012-04-25 | 2012-04-30 |  | PROCTOR & GAMBLE (CINCINNATI, OH) | Meets CoA | None |  | Meets USP requirements |  |  |  |  | Odorless | [6 empty] | Clear, syrupy liquid | [16 empty] | Compare to reference standard | [91 empty] | ≤ 0.1% individual impurity and ≤ 1.0% Total impurity | [10 empty] | ≥ 1.249
7O4CQ471 | Dowanol PnB | 2012-05-02 | 2012-05-02 |  | Dow Chemical (Channahon, IL) | Meets CoA | None | Colorless | [5 empty] | Faint Aromatic | [6 empty] | Clear Liquid | [5 empty] | Close Match to Standard (Sample or Spectrum) | [113 empty] | 0.88 +/- 0.01
7O4OA160 | Fragrance Floresta 443-115 | 2012-03-12 | 2012-04-28 | OLD SPEC TEMPLATE | FIRMENICH | Meets CoA | None | PALE TO MEDIUM YELLOW | [5 empty] | CHARACTERISTIC/MATCH PREVIOUS SAMPLE (match previous sample) | [6 empty] | LIQUID | [103 empty] | 1.473 - 1.483 | [15 empty] | 0.929 - 0.949
7O4OA234 | Emulgade CM | 2012-03-12 | 2012-05-04 |  | 1. BASF (Dusseldorf, Germany) 2. BSAF (Mauldin, SC) | Meets CoA | None | White | [5 empty] | None | [6 empty] | Opaque, Thin Liquid | [5 empty] | Close Match to Standard (Sample or Spectrum) | [84 empty] | 3.00 - 3.30
7O4OA401 | Feminine Hygiene Wipe Fragrance | 2012-03-07 | 2012-04-28 |  | International Aromatics (Moonachie, NJ) | Meets CoA | None | Colorless to Light Yellow | [5 empty] | Fresh Floral | [6 empty] | Clear Liquid | [5 empty] | Close Match to Standard (Sample or Spectrum) | [97 empty] | 1.4894 +/- 0.0100 | [15 empty] | 1.0215 +/- 0.0100
7O4OA490 | Dowanol DPnP | 2012-05-07 | 2012-05-08 |  | 1. Dow Chemical (Seadrift, TX) 2. Dow Chemical (Channahon, IL) | Meets CoA | None | Colorless | [5 empty] | Ether | [6 empty] | Clear Liquid | [5 empty] | Close Match to Standard (Sample or Spectrum) | [113 empty] | 0.919 ± 0.01
7O4OB103 | 20% Chlorhexidine Gluconate (CHG) Concentrate | 2013-05-10 | 2016-01-12 | 6 months / 24 months | Xttrium Laboratories (Chicago, Ill) | Meets CoA | [17 empty] | An almost colorless or paleyellowish liquid | [28 empty] | 19.0% - 21.0% w/v | [26 empty] | Conforms to USP (USP <197k>) (ID A) Conforms to USP (USP <201>) (ID B) | [28 empty] | ≤ 500 ug/mL (Part I - limit of p-Chloroaniline) Conforms to USP Total ≤ 3.0% (Part II – Total Impurities) |  |  | 5.5 - 7.0 (5% v/v solution) (USP <791>) | [37 empty] | 1.06 -1.07 g/ml
7O4OB521 | Red D&C #33 | 2012-03-14 | 2012-05-01 |  | Sensient Colors (St. Louis, MO) | Meets CoA |  | Dark Reddish | [12 empty] | Solid, fine powder | [11 empty] | UV peak, 530 nm ± 5nm
7O4OD302 | Citrus/Orange/Grapefruit Fragrance for Lens Wipes | 2012-03-01 | 2012-05-01 |  | Intarome (Norwood, NJ) | Meets CoA | None | Clear yellow – orange yellow | [5 empty] | Citrus, Grapefruit, Orange – Characteristic (to match standard) | [6 empty] | Clear Liquid | [5 empty] | Close Match to Standard (Sample or Spectrum) | [97 empty] | 1.4635 ± 0.01 | [15 empty] | 0.885 ± 0.01
7O4OD363 | Tego Betaine 810 | 2012-03-14 | 2012-05-07 |  | Evonik (Pandino Italy) | Meets CoA |  | Colorless to pale yellow | [12 empty] | Clear Liquid | [5 empty] | Close Match to Standard (Sample or Spectrum) | [84 empty] | 5.0 ± 0.5 | [24 empty] | 43.0% ± 2.0 (2 g for 3 hr @ 105°C)
7O4OD419 | Coconut Fatty Acid | 2012-03-13 | 2012-05-02 | 6 months / 24 months | PMC Biogenix (Memphis, TN) | Meets CoA | None | White to light yellow | [5 empty] | Fatty | [6 empty] | Semi Solid | [5 empty] | Close Match to Standard (Sample or Spectrum)
7O4OD748 | Thymol USP/NF | 2012-03-13 | 2012-05-05 |  | Intarome (Norwood, NJ) | Meets CoA | None | White Crystals | [5 empty] | Aromatic, reminiscent of thyme (match to standard) (To match standard) | [6 empty] | White solid crystals | [5 empty] | Close Match to Standard (Sample or Spectrum)
7O4OF050 | Panthenol-Cosmetic Grade | 2012-03-09 | 2018-09-27 |  | JEEN International (Fairfield, NJ) | Meets CoA | None | Off-White to Cream | [5 empty] | Slightly Characteristic | [6 empty] | Crystalline Powder | [5 empty] | Close Match to Standard (Sample or Spectrum)
7O4OF602 | Phenoxyethanol | 2012-04-23 | 2015-01-23 | 12 months / 24 months | Clariant Corporation (Mount Holly, NC) | Meets CoA | None | [19 empty] | Close Match to Standard (Sample or Spectrum)
7O4OG169 | Bronidox-L | 2012-03-14 | 2012-05-02 |  | Cognis (Cincinnatti, Oh / Thailand) | Meets CoA | None | Colorless | [12 empty] | Clear Liquid | [5 empty] | Close Match to Standard (Sample or Spectrum) | [97 empty] | 1.436 +/- 0.001 (20 C) | [15 empty] | 1.085 ± 0.005 (20 C)
7O4OH247 | Multitrope 1214 | 2012-03-14 | 2014-11-21 | 12 months / 24 months | Croda /Uniqema (New Castle, DE) | Meets CoA | None | Colorless to dark amber | [12 empty] | Clear, viscous liquid | [5 empty] | Close Match to Standard (Sample or Spectrum) | [84 empty] | <=2
7O4OH460 | Soothex | 2012-04-24 | 2012-04-26 |  | Givaudan Labrit, France | Meets CoA | [95 empty] | 1.5 % Max | [65 empty] | Verify that the material is packaged in suitable containers to protect the contents from contamination and deterioration in normal shipment and storage. Evidence of contamination will cause rejection of shipment
7O4OH889 | Fresh Fougere Fragrance | 2012-03-12 | 2012-05-01 |  | International Aromatics (Moonachie, NJ) | Meets CoA | None | Pale Yellow to Yellow | [5 empty] | Fresh Floral Green Citrus | [6 empty] | Clear mobile liquid | [5 empty] | Close Match to Standard (Sample or Spectrum) | [97 empty] | 1.4602 +/- 0.0100 | [15 empty] | 0.9788 +/- 0.0100
7O4OM165 | Tocopheryl Acetate | 2012-03-08 | 2012-04-23 |  | Zhejuang Xinchang Pharmaceutical (Xinchiang Zhejiang, China) | Meets CoA | None | Light Yellow | [5 empty] | Characteristic – match standard (To Match Standard) | [6 empty] | Clear, slightly oily viscous liquid | [5 empty] | Close Match to Standard (Sample or Spectrum)
7O4OM301 | Glycacil-S | 2012-03-13 | 2012-05-01 | Old Spec | LONZA | Meets CoA | None | WHITE TO OFF WHITE | [5 empty] | NONE | [6 empty] | POWDER
7O4OM799 | Refreshing Cucumber Fragrance | 2012-03-08 | 2012-05-01 | 12 months / 24 months | International Aromatics, Inc. (Moonachie, NJ) | Meets CoA | None | Colorless to Straw | [5 empty] | Fruity Floral | [6 empty] | Clear Liquid | [5 empty] | Close Match to Standard (Sample or Spectrum) | [97 empty] | 1.4740 +/- 0.0100 | [15 empty] | 1.0377 +/- 0.0100
7O4OP027 | Procetyl AWS | 2012-04-24 | 2014-11-11 |  | Croda (Edison, NJ) | Meets CoA | [68 empty] | 35 - 50 mgKOH/g | [26 empty] | 1.0% Max | [10 empty] | 5.5 - 7.5 (3% Aqueous) | [54 empty] | Verify that the material is packaged in suitable containers to protect the contents from contamination and deterioration in normal shipment and storage. Evidence of contamination will cause rejection of shipment |  | Passes Test. In 10% water solution-Material is completely soluble. (J&J TM-003311)
7O4OP118 | PEG-6 Caprylic/Capric Glycerides | Biore Chem |  |  | 1. Evonik (Essen, Germany) 2. Abitec Corporation (Janesville, WI) | Meets CoA | None | [6 empty] | Close Match to Standard |  |  |  | Pale Yellow to Yellow Clear Liquid | [8 empty] | Close Match to Standard (Sample or Spectrum) | [105 empty] | 95 +/- 10
7O4OP135 | Orange Disinfecting Fragrance | 2012-06-19 | 2015-01-09 |  | Intarome (Norwood, NJ) | Meets CoA | None | Yellow to Light Yellow Liquid | [5 empty] | Orange | [6 empty] | Clear mobile liquid | [5 empty] | Close Match to Standard (Sample or Spectrum) | [97 empty] | 1.4543 - 1.4743 | [15 empty] | 1.0092 - 1.0292
7O4OP209 | Ceraphyl 28 | 2013-05-02 | 2014-11-12 | N/A / 12 months | Ashland (Assonet, MA) | Meets CoA | [127 empty] | 174.0 - 189.0 mg KOH/g | [33 empty] | Verify that the material is packaged in suitable containers to protect the contents from contamination and deterioration in normal shipment and storage. Evidence of contamination will cause rejection of shipment
7O4OP211 | Perfume Ballerina Clean 478150 | 2014-07-14 | 2014-07-14 | 6 months / 12 months | Symrise (Branchburg, NJ) | Meets CoA | [119 empty] | 1.4590 - 1.4690 | [20 empty] | 0.978 - 0.988 | [20 empty] | Verify that the material is packaged in suitable containers to protect the contents from contamination and deterioration in normal shipment and storage. Evidence of contamination will cause rejection of shipment |  |  | Compares to Standard Not Required when performing IR test
7O4OP279 | Tocopheryl Acetate | 2013-09-13 | 2013-09-13 | 12 months / 36 months | 1. BASF (Ludwigshafen, Germany) 2. DSM Nutritional Products (Sisseln, Switzerland) | Meets CoA | [40 empty] | Current USP monograph of Vitamin E | [5 empty] | 96.0 - 102.0% | [114 empty] | Verify that the material is packaged in suitable containers to protect the contents from contamination and deterioration in normal shipment and storage. Evidence of contamination will cause rejection of shipment
7O4OP284 | Grape Fruit Bliss A 297424 | 2013-01-25 | 2013-01-30 | NA months / 12 months | Symrise (Branchburg, NJ) | Meets CoA | [120 empty] | 1.4420 – 1.4520 | [18 empty] | 0.963 – 0.973 | [21 empty] | Verify that the material is packaged in suitable containers to protect the contents from contamination and deterioration in normal shipment and storage. Evidence of contamination will cause rejection of shipment |  |  |  | Compares to Standard Not Required when performing IR test
7O4OP338 | Caprylyl Methicone | Biore Chem |  | 6 months / 12 months | Dow Corning (Midland, Mi) | Meets CoA | None | [6 empty] | Close match to standard |  |  |  | Clarity: Clear Color: Colorless to Yellowish Form: Liquid | [8 empty] | Close Match to Standard (Sample or Spectrum) | [97 empty] | 1.4125 +/- 0.0020 | [30 empty] | 3.00 cst +/- 1.00 | [10 empty] | 3.00 cst +/- 1.00
7O4OP345 | Euxyl K 701 | 2012-03-13 | 2012-05-02 | 6 months / 18 months | Schulke, Inc (Norderstedt, Germany) | Meets CoA | None | Yellow | [5 empty] | Phenoxyethanol-like | [6 empty] | Clear liquid | [5 empty] | Close Match to Standard (Sample or Spectrum)
7O4OP352 | Mackamine LO | 2012-03-08 | 2012-05-01 | 3 months / 24 months | Rhodia (University Park, IL) | Meets CoA | None | Colorless to Yellow | [12 empty] | Clear Liquid | [5 empty] | Close Match to Standard (Sample or Spectrum) | [84 empty] | 7.5 +/- 1.0
7O4OP421 | Plantatex CM | 2012-05-10 | 2012-05-18 | 6 months / 12 months | BASF (Dusseldorf, Germany or Mauldin, SC) | Meets CoA | None | White | [5 empty] | None | [6 empty] | Opaque, Thin Liquid | [5 empty] | Close Match to Standard (Sample or Spectrum) | [84 empty] | 3.15 +/- 0.15 | [55 empty] | Verify that the material is packaged in suitable containers to protect the contents from contamination and deterioration in normal shipment and storage. Evidence of contamination will cause rejection of shipment
7O4OP527 | Target up & up with Aloe #2 type fragrance | 2012-03-12 | 2012-05-01 | 0 months / 6 months | International Aromatics, Inc. (Moonachie, NJ) | Meets CoA | None | Pale Yellow | [5 empty] | Fresh Citrus Floral | [6 empty] | Liquid- pale yellow | [5 empty] | Close Match to Standard (Sample or Spectrum) | [97 empty] | 1.486 (+/- 0.01) | [15 empty] | 1.039 (+/- 0.01)
7O4OP601 | Fragrance Symrise Moisture Splash 830644 | 2012-04-24 | 2012-05-15 | 6 months / 12 months | Symrise (Branchburg, NJ) | Meets CoA | [120 empty] | 1.4520 – 1.4620 | [18 empty] | 0.986 – 0.996 | [21 empty] | Verify that the material is packaged in suitable containers to protect the contents from contamination and deterioration in normal shipment and storage. Evidence of contamination will cause rejection of shipment |  |  | To match standard. Not required when performing IR test.
7O4OP638 | Enhansys CG-100 | 2012-05-23 | 2016-03-15 | 12 months / 60 months | Mason (Arlington Heights, IL) | Meets CoA | [14 empty] | Clear, colorless to light yellow liquid / White solid
7O4OP862 | Ethanol-SDA 3C, 190 Proof -Corn Based | 2013-12-09 |  | 6 months / 36 months | Pharmco (Brookfield, CT) | Meets CoA | None | Colorless | [5 empty] | Alcohol | [6 empty] | Clear, colorless liquid | [5 empty] | Close Match to Standard (Sample or Spectrum) | [113 empty] | 0.8074 – 0.8086 | [48 empty] | 95.24 +/- 0.48 %
7O4OQ084 | Maquat MO2525M - 80% | 2012-03-07 | 2012-05-01 | 6 months / 12 months | Mason Chemical Company (Arlington Heights, IL) | Meets CoA | None | Colorless to light straw | [5 empty] | Pleasant, almond | [6 empty] | Clear Viscous Liquid | [5 empty] | Close Match to Standard (Sample or Spectrum) | [30 empty] | 76.0 -84.0 | [53 empty] | 6.0 – 8.0 (10% Solution)
7O4OQ181 | Triple Tea Blend 691000 | 2012-03-08 | 2012-05-01 | 6 months / 24 months | Premier Specialties, Inc. (Middlesex, NJ) | Meets CoA | None | Light Brown/Reddish | [5 empty] | Characteristic Tea | [6 empty] | Clear/Hazy Liquid | [5 empty] | Close Match to Standard (Sample or Spectrum) | [97 empty] | 1.435 +/- 0.005 | [15 empty] | 1.005 +/- 0.005 (20 C)
7O4OQ229 | Witch Hazel | 2013-05-17 | 2013-05-17 | 6 months / 36 months | 1. Eastman Chemical Company (Kingsport, TN) 2. Dow Chemical Company (Sea Drift, TX) | Meets CoA | None | Colorless | [5 empty] | Characteristic witch hazel, free from acetous odor | [6 empty] | Clear Liquid | [83 empty] | < 25 mg/100ml | [35 empty] | 0.981 +/- 0.002 | [23 empty] | 4.0 +/- 1.0 | Peak area at RT of samples is less than std (Reassay only)
7O4OQ243 | Germall II | 2012-03-12 | 2012-05-01 | 6 months / 24 months | ISP Technologies, Inc. (Chatham, NJ) | Meets CoA | None | White | [5 empty] | Characteristically mild | [6 empty] | Fine, free-flowing powder | [5 empty] | Close Match to Standard (Sample or Spectrum)
7O4OQ342 | Sport Wipe Fragrance | 2012-03-12 | 2012-05-01 | 12 months / 24 months | International Aromatics, Inc. (Moonachie, NJ) | Meets CoA | None | Very pale yellow | [5 empty] | Citrus Fresh | [6 empty] | Clear mobile liquid | [103 empty] | 1.4605 ± 0.010 | [15 empty] | 0.9555 ± 0.010
7O4OQ409 | Stuffy Nose Fragrance | 2012-03-08 | 2012-05-01 | 12 months / 24 months | International Aromatics, Inc. (Moonachie, NJ) | Meets CoA | None | Colorless to Pale Yellow | [5 empty] | Fruity Floral Musk | [6 empty] | Clear Liquid | [5 empty] | Close Match to Standard (Sample or Spectrum) | [97 empty] | 1.4743 +/- 0.0100 | [15 empty] | 1.0841 +/- 0.0100
7O4OQ437 | Aminomethyl Propanol | 2012-03-01 | 2012-04-24 | 6 months / 12 months | ANGUS Chemical Conpany (Sterlington, LA) | Meets CoA | None | Colorless | [5 empty] | Amine | [6 empty] | Mobile Liquid | [5 empty] | Close Match to Standard (Sample or Spectrum) | [113 empty] | 0.9422 +0.0043 / -0.0042
7O4OQ763 | Orange Grime Boss Fragrance | 2012-03-12 | 2012-05-04 | 6 months / 12 months | Intarome (Norwood, NJ) | Meets CoA | None | Pale to light yellow | [5 empty] | Orange Bouquet | [6 empty] | Clear Liquid | [5 empty] | Close Match to Standard (Sample or Spectrum) | [97 empty] | 1.4455 +/- 0.01 | [15 empty] | 0.944 +/- 0.01
7O4OQ890 | Butoxyethanol | 2012-05-16 | 2014-09-19 | 6 months / 24 months | 1. Eastman Chemical Company (Kingsport, TN) 2. Dow Chemical Company (Channahon, IL) | Meets CoA | None | Colorless | [5 empty] | Ether-like | [6 empty] | Clear Liquid | [5 empty] | Close Match to Standard (Sample or Spectrum) | [113 empty] | 0.901 – 0.903 | [20 empty] | 0.10 Max
7O4OQ904 | Fresh Lemon Fragrance | 2012-06-19 | 2015-02-09 | 6 months / 12 months | 1. International Aromatics (Moonachie, NJ) 2. Intarome (Norwood, NJ) | Meets CoA | None | 1. N/A 2. Pale Yellow - Light Yellow | [5 empty] | 1. Lemon 2. Characteristic | [6 empty] | 1. Pale Yellow to Yellow Liquid 2. Clear Liquid | [5 empty] | Close Match to Standard (Sample or Spectrum) | [97 empty] | 1. 1.4530 – 1.4730 2. 1.4501 – 1.4701 | [15 empty] | 1. 0.9200 – 0.9400 2. 0.9714 – 0.9914
7O4OQ918 | Green Apple Fresh Fragrance | 2012-06-19 | 2015-02-09 | 6 months / 12 months | 1. International Aromatics (Moonachie, NJ) 2. Intarome (Norwood, NJ) | Meets CoA | None | 1. N/A 2. Light Yellow - Yellow | [5 empty] | 1. Fresh Fruity Floral 2. Characteristic | [6 empty] | 1. Yellow Liquid 2. Clear Liquid | [103 empty] | 1. 1.4700 – 1.4900 2. 1.4605 – 1.4805 | [15 empty] | 1. 0.9536 – 0.9736 2. 1.0074 – 1.0274
7O4OS407 | 20% Chlorhexidine Gluconate Solution Ph. Eur., BP | 2012-04-30 | 2019-07-08 | 6 months / 24 months | Medichem S.A. (Giorna, Spain) | Meets CoA | [17 empty] | An almost colorless or paleyellowish liquid | [28 empty] | 20.0% ± 1.0% w/v | [26 empty] | Conforms to USP (USP <197k>) (ID A) Conforms to USP (USP <201>) (ID B) | [28 empty] | ≤ 100 ug/mL (Part I - limit of p-Chloroaniline) Conforms to USP Total ≤ 3.0% (Part II – Total Impurities) Total Impurities part II (See list in the specs) |  |  | 5.5 -7.0 (pH diluted 1 in 20) (USP <791>) | [37 empty] | 1.06 -1.07
7O4OS639 | Calcium Lactate Pentahydrate USP | 2012-03-13 | 2012-05-04 | 6 months / 60 months | Purac (Blair, NE) | Meets CoA | None | White | [5 empty] | Practically Odorless | [6 empty] | Granules or powder | [5 empty] | Close Match to Standard (Sample or Spectrum)
7O4OU225 | Sodium Hypochlorite 12.5% | 2013-05-16 |  | 15 days / 60 days | Univar (Middletown, PA) | Meets CoA |  | straw-yellow | [12 empty] | Clear liquid with a chlorine odor | [19 empty] | 12.75 (+/-1.25) | [70 empty] | 11.75 (+/-1.25) (10% aqueous solution)
7P4OP485 | Aloe Vera Gel | 2013-01-11 | 2013-01-11 | 4 months / 24 months | Terry Laboratories (Melbourne, FL) | Meets CoA | [106 empty] | 3.5 – 5.5 | [13 empty] | 1.3610 – 1.3675 | [40 empty] | Verify that the material is packaged in suitable containers to protect the contents from contamination and deterioration in normal shipment and storage. Evidence of contamination will cause rejection of shipment
7P4OQ214 | All Purpose Linen Fragrance | 2012-03-13 | 2012-05-04 | 6 months / 12 months | Intarome (Norwood, NJ) | Meets CoA | None | Yellow to Dark Yellow | [5 empty] | Citrus Bouquet | [6 empty] | Clear Liquid | [5 empty] | Close Match to Standard (Sample or Spectrum) | [97 empty] | 1.4560 +/- 0.0100 | [15 empty] | 0.9460 +/- 0.0100
7R4OP485 | Phenoxyethanol | 2013-04-26 | 2017-08-24 | 12 months / 24 months | Dow Chemical (Freeport, TX) | Meets CoA | [108 empty] | 25 ppm Max |  |  |  | 98.0 - 102.0% | [23 empty] | 1.105 - 1.110 (20C) | [24 empty] | Verify that the material is packaged in suitable containers to protect the contents from contamination and deterioration in normal shipment and storage. Evidence of contamination will cause rejection of shipment
7S4OP485 | Sodium Benzoate NF | 2013-05-31 |  | 12 months / 24 months | Emerald Kalama Chemical (Kalama, WA) | Meets CoA | [21 empty] | ID A: Passes Test ID B: Passes Test ID C: Passes Test | [22 empty] | Passes Test |  | 99.0 – 100.5% | [19 empty] | 10 ppm Max | [89 empty] | 1.5% Max |  |  |  |  | Verify that the material is packaged in suitable containers to protect the contents from contamination and deterioration in normal shipment and storage. Evidence of contamination will cause rejection of shipment
7T4OP485 | Sodium Citrate Dihydrate USP | 2013-04-29 | 2014-11-11 | 12 months / 60 months | Sucromiles (formerly Tate and Lyle) (Cali, Columbia) | Meets CoA | [21 empty] | Passes Test. Identification A: Sodium USP <191>, Identification B: Citrate USP <191> Identification C | [22 empty] | Passes Test |  | 99.0 – 100.5% (Anhydrous Basis) | [19 empty] | 0.001% (Pb) Max | [80 empty] | Passes Test | [8 empty] | 10.0 – 13.0% |  |  |  |  | Verify that the material is packaged in suitable containers to protect the contents from contamination and deterioration in normal shipment and storage. Evidence of contamination will cause rejection of shipment
4OY11001 | Awad Lemon Oil | 2012-06-06 | 2012-06-06 | 3 months / 6 months | International Aromatics, Inc. (Moonachie, NJ) | Meets CoA | None | Pale yellow | [5 empty] | Citrus | [6 empty] | Clear Liquid | [5 empty] | Close Match to Standard (Sample or Spectrum) | [97 empty] | 1.4750 +/- 0.0100 | [15 empty] | 0.8780 +/- 0.0100
7A4OD791 | Aloe Vera Gel Concentrate C/S |  |  | 6 months / 12 months CB Fleet Chemical Received Released | Aloecorp De Mexico (Gonzales, Tamulipas Mexico) | Meets CoA | [18 empty] | Light yellowish/brown liquid with few visible precipitates | [88 empty] | 3.5 – 4.7 | [25 empty] | ≥ 4.6% by weight Use 10 g of sample, dry 1 hr @ 105°C
7O4OD791 | Tocopheryl Acetate C/S |  |  | 12 months / 36 months CB Fleet Chemical Received Released | 1. DSM Nutritional Products (Parsippany, New Jersey) 2. BASF SE (Ludwigshafen Germany) | Meets CoA | [19 empty] | Clear, slightly yellowish, practically odorless semi viscous oil with no visible particulate matter | [21 empty] | NMT 1.0 mL of 0.1N Sodium Hydroxide is consumed | [34 empty] | The UV scan exhibits a maximum at 284 +/- 2 nm and a minimum at 354 +/- 2 nm
7A4OP345 | ACB Bio-Chelate | 2012-07-17 | 2012-07-17 |  | Active Concepts, LLC. (Lincolnton, NC) | Meets CoA | None | Light green/amber | [5 empty] | Characteristic | [6 empty] | Hazy liquid | [5 empty] | Close Match to Standard (Sample or Spectrum) | [84 empty] | 4.0 +/- 0.5
7O4DM102 | Chamomile Recutita Extract | 2012-08-01 | 2012-08-01 | 12 months / 24 months | Active Organics (Lewisville, TX) | Meets CoA | None | Light to medium amber | [5 empty] | Characteristic | [6 empty] | Clear Liquid | [5 empty] | Close Match to Standard (Sample or Spectrum) | [84 empty] | 5.2 + 1.3/-1.2 | [28 empty] | 1.03 + 0.02/-0.01
7O4OA517 | Green Floral Q-43660 Mod 1 | 2012-08-30 | 2016-12-20 | 12 months / 24 months | Givaudan (Mount Olive, NJ) | Meets CoA | None | [13 empty] | Clear Liquid | [5 empty] | Close Match to Standard (Sample or Spectrum) | [97 empty] | 1.4530 +/- 0.0050 | [15 empty] | 0.9910 +/- 0.0050
7O4OP448 | Promidium CO-LQ-(AP) | 2012-10-05 | 2013-01-02 |  |  | Meets CoA | None | Yellow |  |  |  |  | 0.0 - 3.0 | Fatty odor | [6 empty] | Clear Liquid | [5 empty] | Close Match to Standard (Sample or Spectrum) | [84 empty] | 9.0 - 11.0 (10% H2O)
7G4OP806 | Sea Salt Extra Fine | 2012-10-19 | 2018-11-05 | 12 months / 48 months | Morton Salt (Cape Canaveral, FL) | Meets CoA | [28 empty] | ID A: Passes Test ID B: Passes Test | [132 empty] | Verify that the material is packaged in suitable containers to protect the contents from contamination and deterioration in normal shipment and storage. Evidence of contamination will cause rejection of shipment
7O4OP806 | Carbopol 2020 | 2013-08-08 | 2017-07-17 | 12 months / 24 months | Lubrizol Advanced Materials (Calvert City, Kentucky) Lubrizol (Kallo, Belgium) | Meets CoA | [91 empty] | 2.00% Max (80C Vacuum, 1 hour) | [58 empty] | 47,000 – 77,000 cps | [10 empty] | Verify that the material is packaged in suitable containers to protect the contents from contamination and deterioration in normal shipment and storage. Evidence of contamination will cause rejection of shipment
7H4OP806 | Kelp & Sea Salt Fragrance | 2013-04-04 | 2013-07-09 | 6 months / 12 months | Symrise (Teterboro, NJ) | Meets CoA | [120 empty] | 1.4560 – 1.4660 | [18 empty] | 0.957 – 0.967 | [21 empty] | Verify that the material is packaged in suitable containers to protect the contents from contamination and deterioration in normal shipment and storage. Evidence of contamination will cause rejection of shipment |  |  | Complies to Standard Not Required when performing IR
7E4OP806 | Hexylene Glycol | 2012-10-23 | 2018-05-30 | 6 months / 18 months | Arkema, INC (La Chambre, France) | Meets CoA | [95 empty] | 0.100 % Max (10 grams of sample) (Water Content) | [45 empty] | 0.920 – 0.923 | [19 empty] | Verify that the material is packaged in suitable containers to protect the contents from contamination and deterioration in normal shipment and storage. Evidence of contamination will cause rejection of shipment
7O4DH247 | Dequest 7000 | 2012-11-02 | 2012-11-06 | 12 months / 24 months | Jianghai Environmental Protection Co., Ltd (Zhenglu Town, Changzhou City, Jiansu China) | Meets CoA | None | [5 empty] | ≤ 2.0 | Bleach/chlorine | [6 empty] | Clear solution, free from solids | [119 empty] | 1.270 – 1.310 (20C)
7O4OP630 | Flavosterone SB | 2012-11-02 | 2012-11-06 | 12 months / 24 months | Ichimaru Pharcos CO Ltd (Motosu-shi, Japan) | Meets CoA | [66 empty] | 20 ppm Max | [94 empty] | Verify that the material is packaged in suitable containers to protect the contents from contamination and deterioration in normal shipment and storage. Evidence of contamination will cause rejection of shipment | [9 empty] | 2 ppm Max
7A4OP630 | Fragrance Orchid Dew | 2013-10-30 |  | 6 months / 12 months | Givaudan (Mount Olive, NJ) | Meets CoA | [119 empty] | 1.4850 – 1.4950 | [17 empty] | 0.9447 – 0.9547 | [23 empty] | Verify that the material is packaged in suitable containers to protect the contents from contamination and deterioration in normal shipment and storage. Evidence of contamination will cause rejection of shipment |  |  | Matches Standard Do not need to perform if running IR
7H4OP308 | Feverfew CMP-02A | 2013-03-18 | 2019-01-08 | 12 months / 24 months | Ashland Inc, (Ossining, New York) | Meets CoA | None | [160 empty] | Verify that the material is packaged in suitable containers to protect the contents from contamination and deterioration in normal shipment and storage. Evidence of contamination will cause rejection of shipment
7A4OP806 | Actipone Laminaria Saccharina GW | 2012-11-09 | 2014-09-04 | 12 months / 24 months | Symrise GmbH (Holzminden, Germany) | Meets CoA | None | [81 empty] | 0.10% Max each | [37 empty] | 1.3860 – 1.3960 | [18 empty] | 1.1100 – 1.1200 | [21 empty] | Verify that the material is packaged in suitable containers to protect the contents from contamination and deterioration in normal shipment and storage. Evidence of contamination will cause rejection of shipment
4AB1110M | After Bite Solution C/S | 2012-11-27 | 2012-11-27 | 3 months / 36 months | Tender Corporation (Littleton, NH) | Meets CoA | None | White | [5 empty] | Ammonia | [6 empty] | Opaque Liquid | [90 empty] | 11.5 ± 1.5 | [28 empty] | 0.984 ± 0.004
7A4OP284 | Grape Fruit Extract | 2013-04-09 | 2013-05-03 | N/A / 12 months | Lonza Group LTD (Rochester, NY) | Meets CoA | [137 empty] | 1.02 – 1.08 | [23 empty] | Verify that the material is packaged in suitable containers to protect the contents from contamination and deterioration in normal shipment and storage. Evidence of contamination will cause rejection of shipment
7A4OP448 | Fresh Scent Type #2 Fragrance | 2013-01-02 | 2013-01-02 | 6 months / 12 months | International Aromatics (Moonachie, NJ) | Meets CoA | None | [6 empty] | Fresh Bouquet | [6 empty] | Clear to pale yellow liquid | [5 empty] | Close Match to Standard (Sample or Spectrum) | [97 empty] | 1.4655 – 1.4855 | [15 empty] | 0.9694 – 0.9894
7F4OP806 | Phenoxyethanol | 2013-04-09 | 2015-03-13 | 12 months / 30 months (galaxy) 12months/24 months (Dow) | Galaxy Surfactant Ltd (Jhagadia, India) Dow Chemical Company, Freeport, TX | Meets CoA | [108 empty] | 25 ppm Max |  | 98.0 – 102.0% (USP/NF) | [31 empty] | 1.105 – 1.110 (20C) | [18 empty] | Verify that the material is packaged in suitable containers to protect the contents from contamination and deterioration in normal shipment and storage. Evidence of contamination will cause rejection of shipment
7P4OP203 | Sodium Citrate - RI-0662 | 2013-03-11 | 2013-03-11 | 12 months / 36 months | Archer Daniels Midland Co. (ADM) (Southport, NC) | Meets CoA (B) |  | White (A) | [5 empty] | Similar in character and intensity to standard, practically odorless (A) | [6 empty] | Crystalline solid, free of foreign matter. (A) | [5 empty] | Identical to IR Spectrum of standard (B) | [27 empty] | 99.0 Min (B) | [105 empty] | 10.0 – 13.0 (APAM 6.018) (B)
7B4OP203 | Diazolidinyl Urea – RI-1157 | 2013-03-14 | 2017-02-27 | 12 months / 24 months | ISP Technologies / Sutton Labs (Chatham, NJ) | Meets CoA (B) |  | White (A) | [5 empty] | Similar in character and intensity to standard, slight pungent odor (A) | [6 empty] | Free flowing powder, free of foreign material (A) | [5 empty] | Identical to IR Spectrum of standard (B) | [84 empty] | 6.5 – 8.0 (1% w/v aqueous sol’n) (A) | [56 empty] | Clear and Colorless (1% w/v aqueous sol’n) (B)
7C4OP203 | Leontopodium Alpinum Flower/Leaf Extract – RI-119235 | 2013-03-14 | 2013-03-22 | 3,6 months / 18 months | Cosmetochem Intl AG (Steinhausen, Switzerland) | Meets CoA (B) |  | Yellow to Brown (D) |  |  |  |  | 12 Max (D) | Similar in character and intensity to standard. Herbal Odor (D) | [6 empty] | Clear liquid, free of foreign matter. Note: Material separates on standing. Drums must be mixed well prior to all testing and use in production (D) | [5 empty] | Identical to IR Spectrum of standard (B) | [84 empty] | 5.5 – 8.5 (D) |  |  |  | Positive (B) | [8 empty] | 1.370 – 1.390 20C (B) | [11 empty] | 2.0 – 5.5 (D) |  |  |  | 1.035 – 1.055 20C (B)
7M4OP203 | Disodium EDTA - RI-3736 | 2013-03-14 | 2013-03-22 | 12 months / 24 months | Akzo Nobel (Lima, OH) | Meets CoA (B) |  | White (A) | [5 empty] | Similar in character and intensity to standard, practically odorless (A) | [6 empty] | Moderately fine or coarse, crystalline powder, free of foreign matter. (A) | [5 empty] | Identical to IR Spectrum of standard (B) | [27 empty] | 99.0 – 101.0 (as % C10H14N2Na2O8•2H2O) (multiply result by 1.107 for dehydrate) (B) | [56 empty] | 4.0 – 6.0 (5% w/v aq. sol’n) (A)
7L4OP203 | Glycerin - RI-0420 | 2013-03-19 | 2013-03-19 | 12 months / 24 months | Emery Oleochemical (Cincinnati, Ohio) | Meets CoA (B) |  | Passes Test per Current USP (A) | [5 empty] | Similar in character and intensity to standard, practically odorless (A) | [6 empty] | Clear, syrupy liquid, free of foreign matter. (A) | [5 empty] | Identical to IR Spectrum of standard (B) | [61 empty] | 0.1% Max DEG 0.1% Max EG 0.1% Max individual impurity 1% Max Total impurities per USP Monograph (B) | [51 empty] | 1.249 Min (B) | [19 empty] | 5.0 Max(APAM 6.018) (A)
7G4OP203 | Solutions Destination Cleansing 5351254 – RI-120765 | 2013-03-20 | 2013-03-22 | 6 months / 12 months | Int’l Flavors and Fragrances (New York, NY) | Meets CoA AVON | None
7N4OP203 | Citric Acid Anhydrous - RI-0220 | 2013-03-18 | 2013-03-19 | 12 months / 36 months | Archer Daniels Midland Co. (ADM) (Southport, NC) | Meets CoA (B) |  | White or colorless (A) | [5 empty] | Odorless (A) | [6 empty] | Colorless, translucent crystals or white granular to fine crystalline powder, free of foreign matter. (A) | [6 empty] | Passes Test (B) | [26 empty] | 99.5 – 100.5% (B) | [105 empty] | 0.5 Max (APAM 6.018) (B)
7E4OP203 | Cocamidopropyl Dimonium Chloride Phosphate RI-1059 | 2013-03-14 | 2013-03-22 | 3,6 months / 24 months | Archer Daniels Midland Co. (ADM) (Southport, NC) | Meets CoA (B) | [6 empty] | 6 Max (A) | Similar in character and intensity to standard. “Soapy” odor (A) | [6 empty] | Clear viscous liquid, free of foreign matter. (A) | [5 empty] | Identical to IR Spectrum of standard (B) | [84 empty] | 6.5 – 7.5 (10% aq/ w/v aq. sol’n) (A) | [67 empty] | Positive
7D4OP203 | Dimethicone Copolyol RI-2322 | 2013-03-18 | 2013-03-19 | 6,12 months / 12 months | Dow Corning Corporation (Midland, MI) | Meets CoA (B) | [7 empty] | Similar in character and intensity to standard. Slight “waxy” odor (A) | [6 empty] | Soft waxy solid @ 25°C, free of foreign matter. (A) | [5 empty] | Identical to IR Spectrum of standard (B) | [153 empty] | 28.0 – 34.0 (B) | Positive use 2 g sample (B)
7O4OQ318 | Cucumber CE-70832 Fragrance |  | 2013-03-11 | 3 months / 12 months | Custom Essence, Incorporated Somerset, NJ | Meets CoA | None | Yellow | [5 empty] | Cucumber/Melon | [6 empty] | Clear Liquid | [5 empty] | Close Match to Standard (Sample or Spectrum) | [113 empty] | 0.944 +/- 0.015 (20C)
7O4GA493 | Flowering Herbs Rev 10/08 | 2013-01-11 | 2013-01-11 | 12 months / 24 months | International Aromatics, Inc. (Moonachie, NJ) | Meets CoA | None | [6 empty] | Floral | [6 empty] | Clear Liquid | [5 empty] | Close Match to Standard (Sample or Spectrum) | [97 empty] | 1.4815 +/- 0.0100 | [15 empty] | 0.9908 +/- 0.0100
7O4OM212 | Neolone 950 | 2013-01-11 | 2013-01-11 | 12 months / 36 months | Rohm & Hass Chemicals, LLC | Meets CoA | None | [13 empty] | Clear Liquid | [5 empty] | Close Match to Standard (Sample or Spectrum) | [84 empty] | 4.5 +/- 1.5
7J4OP203 | PEG-90M - RI-1183 | 2013-03-20 | 2013-03-22 | 12 months / 24 months | Amerchol (Midland, MI) | Meets CoA |  | White (A) | [5 empty] | Similar in character and intensity to standard. Slight “acrylic-like” odor (A) | [6 empty] | Fine powder, free of foreign matter. (A) | [5 empty] | Identical to IR Spectrum of standard (B) | [84 empty] | 8.0 – 10.0 (1% w/v aq. Sol’n) (A)
7F4OP203 | PEG-11 Methyl Ether Dimethicone - RI-24039 | 2013-03-19 | 2013-03-19 | 12 months / 24 months | Shin-Etsu Chemical (Chiyodaku Tokyo, Japan) | Meets CoA |  | Colorless to light yellow (A) | [5 empty] | Similar in character and intensity to standard. Slightly sweet, “ethereal” odor (A) | [6 empty] | Clear slightly viscous liquid, free of foreign matter. (A) | [5 empty] | Identical to IR Spectrum of standard (B)
7O4OP203 | Polysaccharide Glucose – RI-3349 | 2013-05-13 | 2013-05-14 | 12 months / 36 months | Alban Muller Int’l (Vincennes France) | Meets CoA |  | Beige to pale tan (A) | [5 empty] | Similar in character and intensity to standard, faint to mild “sweet” odor (A) | [6 empty] | Free flowing powder, free of foreign material (A) | [5 empty] | Identical to IR Spectrum of standard (B) | [84 empty] | 6.0 – 8.0 (1% w/v aqueous sol’n) (A) | [24 empty] | 12.0 Max - % Moisture (A)
7O4OA580 | Glycacil SG | 2013-03-08 | 2013-03-08 | 12 months / 36 months | Lonza, Inc. (Williamsport, PA) | Meets CoA | None | Colorless to amber | [5 empty] | Characteristic Match Standard | [6 empty] | Clear Liquid | [5 empty] | Close Match to Standard (Sample or Spectrum)
7O4OH999 | Pink Grapefruit - CE-145431 | 2013-06-17 | 2016-12-20 | 6 months / 12 months | Custom Essence (Somerset, NJ) | Meets CoA | None | [6 empty] | To Match Target | [6 empty] | Clear, Slight Haze, Hazy | [5 empty] | Close Match to Standard (Sample or Spectrum) | [113 empty] | 0.983 +/- 0.015
7A4OP203 | Hydroxyethyl Cellulose - RI-0427 | 2013-05-30 | 2014-02-11 | 6,12 months / 36 months | Amerchol (Edison, NJ) | Meets CoA |  | White to light tan (A) | [5 empty] | Similar in character and intensity to standard, practically odorless (A) | [6 empty] | Free flowing powder, free of foreign material (A) | [5 empty] | Identical to IR Spectrum of standard (B) | [84 empty] | 6.0 – 8.5 (1% w/v aqueous sol’n) (A) | [24 empty] | 5.0 Max - % Volatile Matter (B) | [21 empty] | 2000 – 2500 cps (APAM 3.036-3) (1% aqueous sol’n) (B) | [25 empty] | 100 max (1 g sample + 4 ml ethyl acetate) (B)
7A4OC109 | Sodium Xylene Sulfonate | 2013-06-06 | 2017-02-08 | 6 months / 365 days | Stepan Company (Elwood, IL) | Meets CoA | None | [6 empty] | To Match Target | [6 empty] | Clear Liquid | [5 empty] | Close Match to Standard (Sample or Spectrum) | [84 empty] | 7.5 - 9.0
7A4OP485 | Panthenol | 2013-04-17 | 2013-07-15 | 12 months / 36 months | 1. Zhejiang Hangzhou Xinfu Pharmaceutical Co. Ltd. (Zhejiang, China) 2. DSM Nutritional Products Ltd (Dairy Scotland, UK) | Meets CoA | [46 empty] | 98.0 – 102.0 % | [34 empty] | 1.0 % Max | [39 empty] | 1.495 – 1.502 |  |  |  | 0.1 % Max (Sulfated Ash) | [19 empty] | +29.0 - +31.5O | [10 empty] | 1.0 % Max
7H4OP203 | Hexylene Glycol - RI-0425 | 2013-02-20 | 2014-02-11 | 12 months / 24 months | Arkema/France (La Chambre, France) | Meets CoA |  | Water white (A) | [5 empty] | Similar in character and intensity to standard, practically odorless (A) | [6 empty] | Clear colorless liquid, free of foreign matter. (A) | [5 empty] | Identical to IR Spectrum of standard (B) | [21 empty] | 0.0025% Max (B) | [24 empty] | 20 ppm Max (E-10) | [66 empty] | 0.919 – 0.923 (A)
7O4OP241 | Citrus Scent – CE-144477 | 2013-04-18 | 2013-04-18 | 6 months / 12 months | Custom Essence (Somerset, NJ) | Meets CoA | None | [5 empty] | Yellow 4 +/- 3.0 | To Match Target | [6 empty] | Clear, Liquid | [5 empty] | Close Match to Standard (Sample or Spectrum) | [113 empty] | 1.003 +/- 0.015
7O4BH999 | Procetyl AWS-LQ(MH)ET4334/0100/4P35(PPG-5-Ceteth-20) | 2013-06-10 | 2016-12-20 | 6 months / 12 months | Croda (Mill Hall, PA) | Meets CoA | None | [6 empty] | Match Standard | [6 empty] | Clear to slightly hazy liquid | [5 empty] | Close Match to Standard (Sample or Spectrum) | [84 empty] | 5.5 - 7.5 (3% aqueous)
7D4FD110 | Purified Water USP | 2013-05-10 |  | NA / 1 Day | NP/PDI | N/A | None | Colorless | [5 empty] | None | [6 empty] | Clear Liquid | [164 empty] | Meets the Requirements | Meets the Requirements
7D4OP118 | Grapefruit Extract | 2013-06-17 | 2016-12-22 | 6 months / 12 months | Active Organics, Inc. (Lewisville, TX) Arch Chemicals, Inc. (Lonza) (Norwalk, CT) | Meets CoA | None | [6 empty] | Close Match to Standard | [6 empty] | Clear to pale yellow liquid | [5 empty] | Close Match to Standard (Sample or Spectrum) | [84 empty] | 3.0 - 6.5 | [28 empty] | 1.02 - 1.05
7O4OP228 | Ecosurf EH-9 Surfactant | 2013-08-29 | 2014-01-30 | 12 months / 24 months | Dow Chemical (Nitro WV) | Meets CoA | None | [13 empty] | Clear, mobile liquid | [90 empty] | 5.0 – 7.5 (1% in H2O)
RM-000533 | Cetiol CC | 2013-06-21 | 2013-06-21 |  | BASF GmbH (Dusseldorf, Germany) | Meets CoA | [120 empty] | 1.4350 - 1.4370 | [20 empty] | 0.8900 - 0.8930 | [19 empty] | Verify that the material is packaged in suitable containers to protect the contents from contamination and deterioration in normal shipment and storage. Evidence of contamination will cause rejection of shipment
RM01596 | Tegosoft CT | 2013-06-21 | 2013-06-21 |  | Evonik (Essen, Germany) | Meets CoA | [120 empty] | 1.440 - 1.452 | [6 empty] | 310 - 360 mg KOH/g | [33 empty] | Verify that the material is packaged in suitable containers to protect the contents from contamination and deterioration in normal shipment and storage. Evidence of contamination will cause rejection of shipment
RM-008166 | ELESTAB CPN ULTRA PURE | 2013-07-08 |  |  | BASF France (Pulnoy, France) | Meets CoA | [157 empty] | 1.0 % Max |  |  |  | Verify that the material is packaged in suitable containers to protect the contents from contamination and deterioration in normal shipment and storage. Evidence of contamination will cause rejection of shipment
RM-009636 | Lexfeel Natural | 2013-06-21 | 2013-06-21 |  | Inolex Chemical Company (Philadelphia, PA) | Meets CoA | [157 empty] | 0.1 % w/w Max |  |  |  | Verify that the material is packaged in suitable containers to protect the contents from contamination and deterioration in normal shipment and storage. Evidence of contamination will cause rejection of shipment
RM-010040 | Hydromanil | 2013-07-08 |  |  | Provital S.A (Barbera del Valles, Spain) | Meets CoA | [106 empty] | 4.5 - 5.5 | [10 empty] | 2.5% - 3.6% | [21 empty] | 1.100 - 1.140 | [8 empty] | 6.5% - 9.0% | [12 empty] | Verify that the material is packaged in suitable containers to protect the contents from contamination and deterioration in normal shipment and storage. Evidence of contamination will cause rejection of shipment
RM-010141 | Zemea | 2013-07-08 |  |  | DuPont Tate and Lyle Bio Products Co (Loudon, TN) | Meets CoA | [157 empty] | 1000 ppm Max |  |  |  | Verify that the material is packaged in suitable containers to protect the contents from contamination and deterioration in normal shipment and storage. Evidence of contamination will cause rejection of shipment
RM-014949 | Diva Mod 4 RY-007326 | 2013-06-21 | 2013-06-21 |  | Takasago Corporation (Rockleigh, NJ) | Meets CoA | [161 empty] | Verify that the material is packaged in suitable containers to protect the contents from contamination and deterioration in normal shipment and storage. Evidence of contamination will cause rejection of shipment
7A4OP705 | Allantoin | 2013-07-09 | 2013-07-15 | 12 months / 96 months | DSM Nutritional Products (Almeria, Spain) | Meets CoA | None | [15 empty] | White crystalline powder |  |  |  | Close Match to Standard (Sample or Spectrum) | The R value of the principal spot obtained from Sample Solution A corresponds to that from Standard Solution A, as described in the test for Organic Impurities {Passes Test} (Current USP <201>) | [21 empty] | With methyl red TS, and 0.01M sodium hydroxide: a yellow color is observed With 0.01M hydrochloric acid: the solution turns red {Passes Test} |  |  |  |  | 98.5 – 101.0% | [39 empty] | It loses NMT 0.1% of its weight | [13 empty] | Any spot from Sample solution A, except for the principal spot, is not more intense than the spot form Standard solution B (NMT 0.5%) {Passes Test} | [13 empty] | The solution remains violet for at least 10 minutes {Passes Test} | [7 empty] | No solvent class I, II or III are likely to be present {Passes Test} | NMT 0.1%
7O4OP705 | Cetaphil Concentrate | 2013-09-19 | 2016-01-21 | 1 months / 2 months, extended shelf life to one more month if material meets spec at 2 months interval | Galderma (Quebec, Canada) | Not required | None | [15 empty] | Viscous, slightly translucent, offwhite liquid: cetyl alcohol odor | [88 empty] | 5.5 – 7.0 5.5 - 7.0 (stability) | [43 empty] | 400 – 1600 cps (Soindle 3@ 60 rpm in 300 ml beaker) 400 - 1600 (stability)
7B4OP705 | Zinc Gluconate | 2013-07-09 | 2013-07-15 | 12 months / 36 months | Givaudan (Lyon, France) | Meets CoA | None | [15 empty] | White or practically white powder or granules |  |  |  |  | ID A: Responds to the tests for Zinc ID B: The principal spot of the Sample solution corresponds in color, size and R value to that of the Standard solution | [26 empty] | 97.0 – 102.0% on the anhydrous basis | [5 empty] | A 1.0 g portion shows no more chloride than corresponds to 0.70 ml of 0.020 N hydrochloric acid (NMT 0.05%) | [29 empty] | NMT 5 ppm | The absorbance of the Sample solution does not exceed that of the Standard solution (NMT 10 ppm) | [19 empty] | 5.5 – 7.5 | [10 empty] | NMT 1.0% | [7 empty] | No solvent class I, II or III are likely to be present {Passes Test} | [21 empty] | A 2.0 g portion shows no more sulfate than corresponds to 1.0 ml of 0.020 N sulfuric acid (NMT 0.05%) | [8 empty] | NMT 11.6% | [15 empty] | NMT 3 ppm
FG003232 | DBI Pillow Pack Solution (Witch Hazel) | 2013-09-27 | 2013-09-27 |  | American Distiling East | Meets COA | None | Colorless | [5 empty] | Characteristic | [6 empty] | Clear Liquid | [90 empty] | 3.0- 7.0 | [28 empty] | 0.975- 0.985
RM-011350806 | Vagisil Wipe Type Fragrance | 2013-10-30 |  |  | International Aromatics | Meets COA | None | [6 empty] | Floral | [6 empty] | Pale yellow liquid | [104 empty] | 1.4690- 1.4890 | [14 empty] | 1.0366- 1.0566
7G4OA940 | Aloe Vera Gel Powder (200X Conc) RI-3764 | 2013-12-23 | 2014-03-20 | 12 months / 24 months | Active Organics, Inc. (Lewisville, TX) RITA Corporation Crystal Lake, IL | Meets COA | [7 empty] | Similar in character and intensity to standard, Sharp, "sweet vegetable" odor. (A) | [6 empty] | Fine granular powder, free of foreign matter. (A) | [5 empty] | Identical to IR Spectrum of Standard (B) | [84 empty] | 4.5 - 7.0 (0.5% w/v aq soln) (A) | [24 empty] | 8.0 Max (B) | [53 empty] | 2 Max (A)
7F4OA940 | Decyl Polyglycoside RI-3274 | 2013-12-11 | 2013-12-12 | 24 months/ 12 months | BASF | Meets COA |  | Pale Yellow to straw (A) | [12 empty] | Cloudy, viscous liquid free of foreign matter (A) | [5 empty] | Identical to IR Spectrum of Standard (B) | [84 empty] | 11.5- 12.5 (10% solids in 85:15 v/v H2O:Isopropyl Alcohol (A) | [24 empty] | 48- 55 (B) | [23 empty] | 45- 52 (APAM 6.018)
7D4OA940 | Sodium Benzoate RI-0660 | 2014-03-19 | 2014-03-20 | 24 months/ 12 months | Avantor (Phillipsburg, NJ) Mckesson Chemical company NY Emerald Kalama, Kalama, Washington. | Meets COA |  | White | [5 empty] | Similar in character and intensity to standard, Nearly odorless. | [6 empty] | Free flowing granules or crystalline powder. Free of foreign matter. | [5 empty] | Close Match to Standard IR Spectrum | [53 empty] | 99.0 - 100.5
7J4OA940 | Natural Kids Apple 485442D RI-125366 | 2014-03-17 | 2014-03-20 | 6 months / 18 months | Firmenich Plainsboro, New Jesrsy | Meets COA | None | [184 empty] | AVON letter
7K4OA940 | Sodium Hydroxide Solution 50% – RI-0659 | 2014-03-19 | 2014-03-20 | 12 months / 24 months | Avantor Performance Materials, Inc Philipsburg, NJ | Meets COA |  | Water white | [5 empty] | Odorless | [6 empty] | Clear Liquid, free foreign matter | [17 empty] | 48.5 52.0 | 1.5 Max
7H4OA940 | Phenoxyethanol 98% Min RI-11921 | 2014-03-19 | 2014-03-20 | 12 months / 24 months | Clariant, Charlotte, NC Galaxy Surfactants LTD, Maharashtra, India | Meets CoA | [7 empty] | Similar in character and intensity to standard, Slight to moderate aromatic odor. | [6 empty] | Transparent viscous liquid free of forein matter | [5 empty] | Close Match to Standard IR Spectrum | [26 empty] | 99.5 Min | [70 empty] | 1.5355 - 1.5395 | [22 empty] | 1.105 - 1.110 | [42 empty] | 1 Max
7O4OA862 | Delicate Aloe – Givaudan UAC03417/00 | 2013-12-26 | 2013-12-26 | 6 months / 12 months | Givaudan (Mount Olive, NJ) | Meets CoA | None | Brownish red to very slightly yellow | [5 empty] | Green Floral, Ambery | [6 empty] | LIQUID | [5 empty] | Close Match to Standard (Sample or Spectrum) | [97 empty] | 1.4559 - 1.4659 | [15 empty] | 0.9861 - 0.9961 @ 25C
7A4OA940 | Carbopol 940 RI-0231 | 2014-03-18 | 2015-09-09 | 12 months / 24 months | B.F Goodrich, Cleveland, Ohio & Calvert city, Kentucky. 3-V chemical corp. Italy. RITA corp. Crystal Lake, IL | Meets CoA |  | Chalky White | [5 empty] | Similar in character and intensity to standard, no more than slightly acidic odor. | [6 empty] | Light powder, free of foreign matter | [5 empty] | Close Match to Standard (Sample or Spectrum) | [110 empty] | 2.0 Max | [20 empty] | 40000 - 47000 (0.5%soln spd#7@20rpm)
7O4OA940 | Simethicone Emulsion AF RI-0167 | 2014-03-25 | 2014-03-25 | 6 months / 12 months | Dow Corning/Xiameter, Carrollton, KY | Meets CoA |  | Off-white | [5 empty] | Similar in character and intensity to standard. | [6 empty] | Thick, homogeneous emulsion ,free of foreign matter | [5 empty] | Identical to IR Spectrum of Standard (B) | [84 empty] | 6.0 - 8.0 | [24 empty] | 36.0 min | [45 empty] | 15 max | Positive
7E4OA940 | Tocopheryl Acetate-SYN RI-1168 | 2014-03-18 | 2014-03-20 | 12 months / 24 months | DSM Nutritionals, Parsippany, NJ BASF Corp, Ludwigshafen, Germany EMD Chemicals. Darmstadt, Germany | Meets CoA | [7 empty] | Similar in character and intensity to standard, Slight sweet odor. | [6 empty] | Clear viscous liquid free of forein matter | [5 empty] | Identical to IR Spectrum of Standard (B) | [14 empty] | 3.95 - 4.40 |  |  |  |  | Passes Test | [77 empty] | 1.4930 - 1.4970 | [65 empty] | 4 Max
7F4OP230 | Diva Mod 4 RY-007326 | 2014-01-08 | 2014-01-09 | 3 months / 6 months | Takasago International Group (Northvale, NJ) | Meets CoA | [119 empty] | 1.4510 - 1.4610 |  |  |  |  | Supplier Attestation Letter Received. No Testing required. | [12 empty] | 0.9580 - 0.9680 | [23 empty] | Verify that the material is packaged in suitable containers to protect the contents from contamination and deterioration in normal shipment and storage. Evidence of contamination will cause rejection of shipment |  |  | Matches Standard Do not need to perform if running IR
7B4OP661 | Pemulen TR-2 | 2014-04-08 | 2014-04-11 | 12 months / 24 months | Lubrizol Advanced Materials (Calvert City, Kentucky) | Meets CoA | None | White | [5 empty] | Slightly Acetic | [6 empty] | Powder | [5 empty] | Match Standard
7A4OP661 | Atopalm Cream | 2014-04-08 | 2014-04-11 | 6 months / 12 months | Neopharm USA, Dae Jeon, Korea | Meets CoA | None | Off-white | [5 empty] | Match standard | [6 empty] | Cream emulsion | [5 empty] | Match Standard | [84 empty] | 4.5 - 5.5 | [28 empty] | 0.950 - 1.050 | [14 empty] | 25000 - 35000
7C4OP661 | Euxyl K 701 | 2014-04-08 |  | 12 months / 24 months | Schulke, Inc (Norderstedt, Germany) | Meets CoA | None | Yellow | [5 empty] | Phenoxyethanol like | [6 empty] | Clear liquid | [5 empty] | Match Standard | [97 empty] | 1.533 - 1.545 | [22 empty] | 1.116 - 1.128
7O4OP230 | Hydromanil H. GL MS | 2014-01-29 | 2014-06-26 | 12 months / 24 months | Provital S.A (Barbera del Valles, Spain) | Meets CoA | [106 empty] | 4.5 - 5.5 | [10 empty] | 2.5% - 3.6% | [21 empty] | 1.100 - 1.140 | [8 empty] | 6.5% - 9.0% | [12 empty] | Verify that the material is packaged in suitable containers to protect the contents from contamination and deterioration in normal shipment and storage. Evidence of contamination will cause rejection of shipment
7C4OP230 | Cetiol CC | 2014-01-29 | 2014-01-30 | 12 months / 24 months | BASF GmbH (Dusseldorf, Germany) | Meets CoA | [120 empty] | 1.4350 - 1.4370 | [20 empty] | 0.8900 - 0.8930 | [19 empty] | Verify that the material is packaged in suitable containers to protect the contents from contamination and deterioration in normal shipment and storage. Evidence of contamination will cause rejection of shipment
7B4OP230 | Cosvat (Elestab CPN Ultra Pure) | 2014-02-06 | 2014-02-07 | 12 months / 24 months 24 months/48 months | BASF France (Pulnoy, France) Vivimed Labs LTD, Narsapur Mandal, India | Meets CoA | [157 empty] | 1.0 % Max
7D4OP230 | Propanediol, USP/NF | 2014-02-10 | 2019-05-09 | 12 months / 24 months | DuPont Tate and Lyle Bio Products Co (Loudon, TN) | Meets CoA | [21 empty] | ID A: Passes test. ID B: Passes test. | [18 empty] | ≤ 0.1 mg/ml | [5 empty] | ≥ 99.0 % (USP NF) | [39 empty] | ≤ 20 µg/g | [12 empty] | Individul impurities = ≤ 0.1% Total Impurities = ≤ 0.3% | [56 empty] | ≤ 0.1% (USP/NF) | 1000 ppm Max |  |  |  | Verify that the material is packaged in suitable containers to protect the contents from contamination and deterioration in normal shipment and storage. Evidence of contamination will cause rejection of shipment
7O4OP167 | Clearasil NBE International Aromatic 01-13-5144 | 2014-02-11 | 2014-02-11 | 12 months / 24 months | International Aromatics, Inc. 200 Anderson Avenue. | Meets CoA | None | [6 empty] | Floral | [6 empty] | Clear to Straw Liquid | [5 empty] | Close Match to Standard (Sample or Spectrum) | [97 empty] | 1.4620 - 1.4820 | [15 empty] | 1.0561 - 1.0761
7E4OP230 | Lexfeel Natural | 2014-02-14 | 2014-02-14 | 12 months / 36 months | Inolex Chemical Company (Philadelphia, PA) | Meets CoA | [157 empty] | 0.1 % w/w Max |  |  |  | Verify that the material is packaged in suitable containers to protect the contents from contamination and deterioration in normal shipment and storage. Evidence of contamination will cause rejection of shipment
7M4OP027 | Benzalkonium Chloride 50% - USP | 2014-02-17 | 2014-08-14 | 12 months / 60 months | FeF Chemicals A/S Koge, Denmark | Meets CoA | [21 empty] | ID A: Passes test. ID B: Passes test. ID C: Passes test. ID D: Passes test. | [21 empty] | Passes test. |  |  | 47.5 - 52.5% | [36 empty] | Passes Test USP/NF | [18 empty] | (Chloromethyl)benzene: Max 0.05% Benzaldehyde: Max 0.15% Benzyl Alcohol: Max 0.5% | [11 empty] | C14 Content: Min 20.0% C12 Content: Min 40.0% C12+C14 Content: Min 70.0% | [46 empty] | Verify that the material is packaged in suitable containers to protect the contents from contamination and deterioration in normal shipment and storage. Evidence of contamination will cause rejection of shipment
7O4OQ268 | Euxyl K703 | 2014-02-20 | 2014-02-21 | 6 months / 24 months | Schulke, Inc (Norderstedt, Germany) | Meets CoA | None | Yellow | [5 empty] | Phenoxyethanol-like | [6 empty] | Clear liquid | [5 empty] | Close Match to Standard (Sample or Spectrum) | [97 empty] | 1.539 - 1.543 @20C | [15 empty] | 1.124 - 1.128 @20C
7A4OP230 | Tegosoft CT | 2014-02-26 | 2016-06-08 | 18 months / 36 months 12 months/24 months | Stepan (Maywood, NJ) Evonik (Maywood, NJ) | Meets CoA | [37 empty] | 0.2mg KOH/g Max | [25 empty] | C12 - 3.0% Max C14 - 1.0% Max C8 - 50.0 - 80.0% C10 - 20.0-50.0% C6 - 2.0% Max |  |  |  |  | 10.0 mg KOH/g | [8 empty] | 1.0gI/100g Max | [35 empty] | 1.0 meqO2/Kg | [6 empty] | 1.440 - 1.452 | [6 empty] | 310 - 360 mg KOH/g |  | 0.5% Max | [9 empty] | 0.930 - 0.960 g/ml | [11 empty] | 25 - 33 cps (USP/NF) |  |  |  |  | 0.2% Max |  |  |  |  | Verify that the material is packaged in suitable containers to protect the contents from contamination and deterioration in normal shipment and storage. Evidence of contamination will cause rejection of shipment
7O4OM434 | Lavender Fragrance | 2014-03-05 | 2014-03-07 | 3 months / 6 months | International Aromatics (Moonachie, NJ) | Meets CoA | None | Pale straw | [5 empty] | Lavender | [6 empty] | Clear Liquid | [5 empty] | Close Match to Standard (Sample or Spectrum) | [97 empty] | 1.4700 +/- 0.0100 | [15 empty] | 1.0443 +/- 0.0100
7C4OA940 | Propylene Glycol - RI-0570 | 2014-03-10 | 2014-03-10 | 12 months / 24 months | 1. Dow Chemical (Freeport, TX) 2. Huntsman (The Woodlands, TX) | Meets CoA |  | Colorless | [5 empty] | Odorless | [6 empty] | Clear, viscous liquid | [5 empty] | Close Match to Standard (Sample or Spectrum) | [19 empty] | Passes Test | [13 empty] | Passes Test (max 0.0007) | [41 empty] | 0.2 Max | [37 empty] | 1.036 ± 0.001 | [11 empty] | Passes Test (Max 0.006)
7A4OM962 | Plantacare 818 UP | 2014-03-26 | 2014-03-26 | 12 months / 24 months | BASF, Cincinnati, OH | Meets CoA | None | Conforms to standard | [5 empty] | conforms to standard | [6 empty] | conforms to standard | [5 empty] | conforms to standard | [84 empty] | 11.5 - 12.5 (20% in 15:85 IPA:water)
7O4AQ904 | Lemon Fragrance | 2014-05-21 |  | 6 months / 12 months | 2. International Aromatics (Moonachie, NJ) 1. Intarome (Norwood, NJ) | Meets CoA | None | 1. Colorless-pale yellow 2. Light Yellow | [5 empty] | 2. Lemon 1. Characteristic | [6 empty] | 1. Clear Liquid 2. Clear Yellow | [5 empty] | Close Match to Standard (Sample or Spectrum) | [97 empty] | 1. 1.4501 – 1.4701 2. 1.4530 – 1.4730 | [15 empty] | 1. 0.9714 – 0.9914 2. 0.9200 – 0.9400
7O4OP661 | Xanthan Gum | 2014-03-26 | 2014-03-26 | 18 months / 36 months | Jungbunzlauer, Wulzeshofen, Austria | Meets CoA | None | White to yellow-white | [5 empty] | Match standard | [6 empty] | Free flowing powder | [5 empty] | Match standard
7O4AP135 | Orange Fragrance | 406968 | 2014-03-31 | 6 months / 12 months | Intarome (Norwood, NJ) | Meets CoA | None | Light Yellow - Yellow | [5 empty] | Orange | [6 empty] | Clear mobile liquid | [5 empty] | conforms to standard | [97 empty] | 1.4543 - 1.4743 | [15 empty] | 1.0092 - 1.0292
7O4AQ918 | Green Apple Fresh Scent | 2014-06-02 | 2014-06-03 | 6 months / 12 months | 2. International Aromatics (Moonachie, NJ) 1. Intarome (Norwood, NJ) | Meets CoA | None | 1. Pale Yellow - Light yellow 2. Yellow/Green | [5 empty] | 2. Apple 1. Characteristic | [6 empty] | 1. Clear Liquid 2. Clear, light green/ yellow liquid | [5 empty] | Close Match to Standard (Sample or Spectrum) | [97 empty] | 1. 1.4605 – 1.4805 2. 1.4890 – 1.5090 | [15 empty] | 1. 1.0074 – 1.0274 2. 0.9580 – 0.9780
7O4OM962 | Emulgade NICE | 2014-03-31 | 2014-04-03 | 6 months / 12 months | BASF, Mauldin, SC | Meets CoA | None | Match Standard | [5 empty] | Match standard | [6 empty] | Opaque Viscous Liquid | [5 empty] | Match standard | [84 empty] | 4.80 - 5.30
7O4OJ123 | NET-KOB | 2014-04-02 | 2014-04-03 | 18 months / 36 months | Barnet Products, Englewood Cliffs, NJ | Meets CoA | None | Colorless - Pale yellow | [5 empty] | Characteristic | [6 empty] | Viscous Liquid | [5 empty] | Close Match to Standard (Sample or Spectrum)
7A4OQ028 | Emulgin VL-75 | 2014-04-15 | 2014-04-21 | 6 months / 12 months | BASF (Dusseldorf, Germany) | Meets CoA | None | Yellowish Liquid | [5 empty] | Match standard | [6 empty] | Clear to slightly Turbid | [5 empty] | Match Standard | [84 empty] | 5.0 - 6.0
7D4OQ028 | Dicaprylyl Ether | 2014-04-15 | 2014-04-21 | 12 months / 24 months | BASF (Dusseldorf, Germany) | Meets CoA | None | Colorless | [5 empty] | Match standard | [6 empty] | Clear liquid | [5 empty] | Match Standard | [97 empty] | 1.431 - 1.435
7D4AA580 | Monoethanolamine | 2014-04-25 | 2014-04-26 | 12 months / 24 months | Dow Chemical, Placquemine, LA | Meets CoA | None | Colorless | [5 empty] | Ammoniacal | [6 empty] | Clear, colorless viscous liquid | [5 empty] | Match Standard
7O4AA580 | Ethylene Glycol Monohexyl ether | 2014-05-07 | 2014-05-08 | 12 months / 24 months | Dow Chemical (Seadrift, TX) | Meets CoA | None | Colorless | [5 empty] | Pungent | [6 empty] | Clear, colorless viscous liquid | [5 empty] | Match Standard
7O4DX220 | Neutralizing Agent | 2014-05-12 | 2014-05-12 | 6 months / 24 months | International Aromatics (Moonachie, NJ) | Meets CoA | None | Light Yellow Liquid - Comparable to Standard | [5 empty] | Characteristic - Comparable to Standard | [6 empty] | Clear liquid | [5 empty] | Close Match to Standard (Sample or Spectrum) | [97 empty] | 1.4600 – 1.4800 | [15 empty] | 1.0880 - 1.1180
7O4OM666 | Sodium Benzoate EDF NF/FCC | 2014-05-13 | 2015-08-13 | 12 months / 24 months | Emerald Kalama Chemical (Kalama, WA) | Meets CoA | None | White | [5 empty] | Odorless | [6 empty] | Extruded Pellets | [5 empty] | Close Match to Standard (Sample or Spectrum)
7A4AA580 | Disodium Cocoamphodipropinate | 2014-05-14 | 2014-05-14 | 12 months / 60 months | Croda New Castle, DE | Meets CoA | None | colorless - Yellow | [5 empty] | Match standard | [6 empty] | Clear to Hazy Liquid | [5 empty] | Match Standard | [84 empty] | 9.0 - 10.0
7B4AA580 | Acetic Acid - USP | 2014-05-14 |  | 12 months / 24 months | Eastman Chemical, Kingsport, TN | Meets CoA | None | Colorless | [5 empty] | Pungent | [6 empty] | LIQUID
7O4OQ413 | Juicy Fruits / Berry Fragrance | 2014-05-19 | 2014-05-20 | 6 months / 12 months | V. Mane Fils, 06620 LE BAR SUR LOUP, France | Meets CoA | None | Colorless/ Yellow | [5 empty] | Melon, Apple, Blackcurrent, Peach, Musky - Comparable to Standard | [6 empty] | LIQUID | [5 empty] | Close Match to Standard (Sample or Spectrum) | [97 empty] | 1.4450 - 1.4650 | [15 empty] | 0.944 - 0.974
7A4OQ904 | Lemon DUP Fragrance for wet wipes | 2014-05-20 | 2014-05-20 | 6 months / 12 months | Intarome (Norwood, NJ) | Meets CoA | None | Colorless - Pale yellow | [5 empty] | Characteristic | [6 empty] | Clear liquid | [5 empty] | conforms to standard | [97 empty] | 1.4360 - 1.4560 | [15 empty] | 0.9355 - 0.9555
7O4OD376 | Pramoxine HCL (USP Grade) | 2014-05-21 | 2014-05-21 | 12 months / 60 months | SYN-TECH Chem & Pharma Co. Ltd, Taiwan | Meets CoA | None | WHITE TO OFF WHITE | [5 empty] | Slightly aromatics | [6 empty] | Crystalline Powder | [5 empty] | Match Standard | [29 empty] | 98.0 - 102.0 % | [38 empty] | <1.0% |  |  | 170.0 - 174.0 degree C | [32 empty] | < 0.1%
7C4AA580 | Fragrance - Grapefruit Blossom & Orange | 2014-05-21 |  | 6 months / 12 months | Intarome (Norwood, NJ) | Meets CoA | None | Pale yellow - Light yellow | [5 empty] | Characteristic | [6 empty] | Clear liquid | [5 empty] | Match Standard | [113 empty] | 1.0561 - 1.0761
7O4OJ131 | Fragrance - Geranium & Violet | 2014-05-21 |  | 6 months / 12 months | Intarome (Norwood, NJ) | Meets CoA | None | Pale yellow - Light yellow | [5 empty] | Characteristic | [6 empty] | Clear liquid | [5 empty] | Match Standard | [113 empty] | 1.0623 - 1.0823
7O4BM422 | Shea Butter Fragrance | 2014-05-21 |  | 6 months / 12 months | Intarome (Norwood, NJ) | Meets CoA | None | Colorless to light Peach | [5 empty] | Characteristic | [6 empty] | Clear liquid | [5 empty] | Close Match to Standard (Sample or Spectrum) | [97 empty] | 1.4701 - 1.4901 | [15 empty] | 1.0382 - 1.0582
7F4OQ028 | Octyldodecyl Stearoyl Stearate | 2014-05-28 |  | 12 months / 24 months | Alzo International Sayreville, NJ | Meets CoA | None | Light Yellow Liquid | [5 empty] | Mild Characteristic | [6 empty] | Clear to slightly hazy | [5 empty] | Match Standard | [97 empty] | 1.4550 - 1.4600 | [15 empty] | 0.8650 - 0.8850
7O4OM857 | Refreshing Cucumber Water SolubleFragrance | 2014-05-30 |  | 6 months / 12 months | International Aromatics (Moonachie, NJ) | Meets CoA | None | Pale Yellow | [5 empty] | Cucumber | [6 empty] | Clear liquid | [5 empty] | Close Match to Standard (Sample or Spectrum) | [97 empty] | 1.4640 - 1.4840 | [15 empty] | 1.0732 - 1.0932
RM-014039 | Actipone White Tea GW | 2014-06-04 | 2014-06-04 |  | Symrise GmbH (Holzminden, Germany) | Meets CoA | None | [81 empty] | 0.1% Max Each (USP) | [23 empty] | 4.00 - 5.00 | [13 empty] | 1.388 - 1.398 | [18 empty] | 1.112 - 1.122
7A4OQ758 | Protachem HCO-40 | 2014-06-13 | 2014-06-13 | 12 months / 24 months | Protameen Chemicals (Totowa, NJ) | Meets CoA | None | pale yellow | [5 empty] | Mild Characteristic Castor Oil | [6 empty] | Light Yellow to Yellow semi solid | [5 empty] | Close Match to Standard (Sample or Spectrum) | [84 empty] | 5.50 - 7.00
7G4OQ028 | Aminomethylpropanol | 2014-06-13 | 2014-06-16 | 12 months / 36 months | ANGUS , Ibbenburen, Germany | Meets CoA | None | match standard | [5 empty] | Match standard | [6 empty] | Match Standard | [5 empty] | Match Standard
7B4OQ028 | Sorbitan Monolaurate | 2014-06-14 | 2014-06-16 | 12 months / 24 months | Croda New Castle, DE | Meets CoA | None | match standard | [5 empty] | Match standard | [6 empty] | Match Standard | [5 empty] | Match Standard
7E4OQ028 | Ethylhexyl Hydroxystearate | 2014-06-18 | 2014-06-19 | 12 months / 24 months | Lubrizol, Clifton, NJ | Meets CoA | None | match standard | [5 empty] | Slight, Characteristic | [6 empty] | Clear to slightly Hazy Liquid | [5 empty] | Match Standard | [97 empty] | 1.4555 - 1.4580 | [15 empty] | 0.8920 - 0.8980
7O4OQ028 | Hexylene Glycol | 2014-06-18 | 2014-06-19 | 12 months / 24 months | Arkema, INC (La Chambre, France) | Meets CoA | None | Colorless | [5 empty] | Match standard | [6 empty] | Clear liquid | [5 empty] | Match Standard | [113 empty] | 0.9200 - 0.9230
7H4OQ028 | Fragrance IA 12-18-75258 | 2014-06-18 | 2018-04-03 | 12 months / 24 months | International Aromatics (Moonachie, NJ) | Meets CoA | None | Water White | [5 empty] | Match standard | [6 empty] | Colorless Liquid | [5 empty] | Match Standard | [97 empty] | 1.4835 - 1.5035 | [15 empty] | 1.0361 - 1.0561
7C4OQ028 | Isohexadecane | 2014-06-18 | 2014-06-19 | 12 months / 60 months | Ineos, Germany | Meets CoA | None | Colorless | [5 empty] | Match standard | [6 empty] | Clear liquid | [5 empty] | Match Standard | [97 empty] | 1.4 - 1.5
7O4OM502 | Wet Floor Fragrance Lavender Vanilla 01-12-49043 | 2014-06-26 | 2014-06-27 | 3 months / 6 months | International Aromatics, 200 Anderson Ave, Moonachie, NJ 07074 | Meets CoA | None | [19 empty] | Close Match to Standard (Sample or Spectrum) | [97 empty] | 1.4685 - 1.4885 | [15 empty] | 1.0674 - 1.0874
7O4OM002 | Plantapon TF | 2014-06-26 | 2014-06-27 | 6 months / 12 months | BASF, Mauldin, SC | Meets CoA | None | Clear Yellow | [5 empty] | Characteristics | [6 empty] | Clear yellow Liquid | [5 empty] | Match Standard | [84 empty] | 4.5 - 5.5
7O4OA356 | Fermented Vegetable Extract | 2014-07-09 | 2014-07-09 | 6 months / 12 months | Carrubba Inc, 70 Research dr. Milford, CT 06460 | Meets CoA | None | [6 empty] | Characteristics | [6 empty] | Clear to slightly Hazy Liquid | [119 empty] | 1.000 - 1.020
7O4OA407 | Gentle Floral 79904B Fragrance | 2014-07-09 |  | 6 months / 12 months | Givaudan (Mount Olive, NJ) | Meets CoA | None | Yellow | [5 empty] | Conforms to Standard | [6 empty] | Conforms to standard | [5 empty] | Close Match to Standard (Sample or Spectrum) | [97 empty] | 1.4980 - 1.5060 | [15 empty] | 0.9933 - 1.0033
7O4AJ131 | Acticide LG | 2014-08-19 | 2014-08-22 | 12 months / 12 months | Thor Specialty Chemicals (Speyer, Germany) Thor Quimicos de Queretaro, Mexico. | Meets CoA | None | None | [5 empty] | Characteristics | [6 empty] | Clear Liquid | [5 empty] | Close Match to Standard (Sample or Spectrum)
7O4OA043 | Creamy Soy Milk Fragrance G9810 WS | 2014-09-03 | 2014-09-04 | 6 months / 12 months | Carrubba Inc, 70 Research dr. Milford, CT 06460 | Meets CoA | None | [6 empty] | Characteristics | [6 empty] | Clear Liquid | [5 empty] | Close Match to Standard (Sample or Spectrum) | [97 empty] | 1.4580 - 1.4780 | [15 empty] | 1.070 - 1.090
7O4OA863 | Lavender Silk Encapsulated Fragrance | 2014-09-03 | 2014-09-04 | 12 months / 18 months | Salvona, LLC Dayton, NJ | Meets CoA | None | Yellow | [5 empty] | Typical to fragrance used | [6 empty] | Homogenous, translucent fluid. Free of foreign particles. | [5 empty] | Close Match to Standard (Sample or Spectrum) | [113 empty] | 0.9900 - 1.1100
7A4OA863 | LAV Silk Stab Mod 2 | 2014-09-03 | 2014-12-11 | 6 months / 12 months | Givaudan (Mount Olive, NJ) | Meets CoA | None | [6 empty] | Conforms to Standard | [6 empty] | Conforms to standard | [5 empty] | Close Match to Standard (Sample or Spectrum) | [97 empty] | 1.4546 - 1.4745 | [15 empty] | 0.9669 - 0.9769
7O4OQ030 | Detoxifying Fragrance | 2014-09-09 | 2014-09-10 | 12 months / 24 months | International Aromatics (Moonachie, NJ) | Meets CoA | None | Colorless to light Yellow | [5 empty] | Green Floral Musk | [6 empty] | Clear Liquid | [5 empty] | Close Match to Standard (Sample or Spectrum) | [97 empty] | 1.4670 - 1.4870 | [15 empty] | 0.9889 - 1.0089
7O4OA617 | Water Soluble Baby Fragrance | 2014-09-10 | 2014-09-12 | 12 months / 24 months | International Aromatics (Moonachie, NJ) | Meets CoA | None | Colorless to Straw | [5 empty] | Powdery | [6 empty] | Clear Liquid | [5 empty] | Close Match to Standard (Sample or Spectrum) | [97 empty] | 1.4935 -1.5135 | [15 empty] | 1.0658 - 1.0858
7O4OA634 | Water Soluble Flowering Herbs Fragrance | 2014-09-10 | 2014-09-12 | 12 months / 24 months | International Aromatics (Moonachie, NJ) | Meets CoA | None | Pale yellow to Straw | [5 empty] | Floral | [6 empty] | Clear Liquid | [5 empty] | Close Match to Standard (Sample or Spectrum) | [97 empty] | 1.4655 - 1.4855 | [15 empty] | 1.0531 - 1.0831
7O4AQ763 | GB Hand Fragrance F-161684 | 2014-09-18 | 2014-09-19 | 6 months / 12 months | Intarome (Norwood, NJ) | Meets CoA | None | Colorless - Pale Yellow | [5 empty] | Orange Bouquet | [6 empty] | Clear Liquid | [5 empty] | Close Match to Standard (Sample or Spectrum) | [97 empty] | 1.4385 - 1.4585 | [15 empty] | 0.8921 - 0.9121
7O4AQ516 | Fragrance F-161194 | 2014-10-14 | 2014-10-21 | 6 months / 12 months | Intarome (Norwood, NJ) | Meets CoA | None | Colorless to Pale Yellow | [5 empty] | Match Standard | [6 empty] | Clear Liquid | [5 empty] | Match Standard | [97 empty] | 1.4810 - 1.5010 | [15 empty] | 0.9785 - 0.9985
7O4OQ826 | Actiphyte of Fever Few GL | 2014-10-14 | 2014-10-22 | 12 months / 24 months | Active Organics, Inc. (Lewisville, TX) | Meets CoA | None | Light to medium Amber | [5 empty] | Characteristics | [12 empty] | Close Match to Standard (Sample or Spectrum) | [84 empty] | 4.0 - 6.5 | [12 empty] | 1.3920 - 1.5000 | [15 empty] | 1.05 - 1.15
7A4OQ826 | Calming Facial Fragrance | 2014-10-14 | 2014-11-11 | 12 months / 24 months | International Aromatics (Moonachie, NJ) | Meets CoA | None | [6 empty] | Florals, Fruity | [6 empty] | Clear Liquid | [5 empty] | Close Match to Standard (Sample or Spectrum) | [97 empty] | 1.4515 - 1.4715 | [15 empty] | 0.9415 - 0.9615
7O4AQ467 | Fragrance CE-154785 | 2014-10-16 | 2014-10-21 | 6 months / 12 months | Custom Essence, Incorporated Somerset, NJ | Meets CoA | None | Colorless to Yellow | [5 empty] | Match Standard | [6 empty] | Clear Liquid | [5 empty] | Match Standard | [113 empty] | 1.025 - 1.055 @ 20.4 degree C
7O4OQ855 | Actiphyte of Willow Bark GL | 2014-10-16 | 2014-10-22 | 12 months / 24 months | Active Organics, Inc. (Lewisville, TX) | Meets CoA | None | Medium to dark Amber | [5 empty] | Characteristics | [12 empty] | Close Match to Standard (Sample or Spectrum) | [84 empty] | 4.0 - 6.5 | [12 empty] | 1.3920 - 1.5000 | [15 empty] | 1.05 - 1.15
7O4OQ467 | Night Calming Fragrance CE-122551 | 2014-10-17 | 2014-10-21 | 6 months / 12 months | Custom Essence, Incorporated Somerset, NJ | Meets CoA | None | Colorless to light Yellow | [5 empty] | To Match Target | [6 empty] | Clear Liquid | [5 empty] | Close Match to Standard (Sample or Spectrum)
7O4OQ214 | Deep Action Fragrance | 2014-10-20 | 2014-10-21 | 6 months / 12 months | Intarome (Norwood, NJ) | Meets CoA | None | Colorless to Pale Yellow | [5 empty] | Characteristics | [6 empty] | Clear Liquid | [5 empty] | Close Match to Standard (Sample or Spectrum) | [97 empty] | 1.4650 - 1.4850 | [15 empty] | 0.9470 - 0.9670
7O4OQ516 | Hydrating Fragrance | 2014-10-20 | 2014-10-21 | 12 months / 24 months | International Aromatics (Moonachie, NJ) | Meets CoA | None | Clear to Straw | [5 empty] | Green Fruity Floral | [6 empty] | Clear Liquid | [5 empty] | Close Match to Standard (Sample or Spectrum) | [97 empty] | 1.4540 - 1.4740 | [15 empty] | 0.9800 - 1.0000
7B4OQ855 | Hydromanil H. GL | 2014-10-22 | 2014-10-27 | 12 months / 24 months | Provital Group (Barcelona, Spain) | Meets CoA | None | Pale Yellow - Pale Brown | [12 empty] | Opalescent Viscous Liquid | [5 empty] | Close Match to Standard (Sample or Spectrum) | [113 empty] | 1.100 - 1.140
7A4OQ992 | Actiphyte Sea Kelp AQ PH | 2014-10-30 | 2014-10-31 | 12 months / 24 months | Active Organics, Inc. (Lewisville, TX) | Meets CoA | None | Light to medium yellow liquid | [5 empty] | Characteristic | [6 empty] | Clear Liquid | [5 empty] | Match Standard | [84 empty] | 4.0 - 6.5 | [12 empty] | 1.3300 - 1.3550 | [15 empty] | 0.99 - 1.02
7O4OQ992 | Fragrance F-163401 | 2014-11-01 | 2014-11-04 | 6 months / 12 months | Intarome (Norwood, NJ) | Meets CoA | None | Colorless to Pale Yellow | [5 empty] | Match Standard | [6 empty] | Clear Liquid | [5 empty] | Match Standard | [97 empty] | 1.4605 - 1.4805 | [15 empty] | 0.9924 - 1.0124
7D4OD376 | Vitamin A & D3 | 2014-11-04 | 2014-11-05 | 12 months / 24 months | DSM Nutritional Products, Kaiseraugst, Switzerland | Meets CoA | None | Golden Yellow | [12 empty] | Oily liquid | [5 empty] | Match Standard
7B4OQ992 | Refined Sea Salt | 2014-11-04 | 2014-11-05 | 12 months / 24 months | Morton Salt (Newark, CA) | Meets CoA | none | Colorless to White | [5 empty] | None | [6 empty] | Crystals/Crystalline Powder
7A4OU351 | Dehydrated Alcohol USP | 2014-11-10 | 2016-11-02 | 6 months / 12 months | Pharmco (Brookfield, CT) | Meets CoA | none | Color to Colorless and Match standard | [5 empty] | Alcohol Characteristic | [6 empty] | Clear Liquid | [5 empty] | Compare to reference Standard | [113 empty] | < 0.7962 @ 15.6 degree C
7O4OU351 | Glycopyrronium Tosylate Monohydrate | 2014-11-10 | 2018-10-15 | 24 months / 24 months | AMSA-Anonima Materie Sintetiche and Affini S.P.A STAB: VIA G. DI VITTORIO,6 22100 COMO, MILAND | Meets CoA | none
7B4OA863 | Lavender Extract | 2014-11-13 | 2014-11-19 | 6 months / 12 months | Carrubba Inc, 70 Research dr. Milford, CT 06460 | Meets CoA | none | [13 empty] | Clear to Slightly hazy liquid with characteristic odor | [103 empty] | 1.3900 - 1.4100 | [15 empty] | 1.120 - 1.140
7C4OA863 | Chamomile Extract | 2014-11-17 | 2014-11-24 | 6 months / 12 months | Carrubba Inc, 70 Research dr. Milford, CT 06460 | Meets CoA | none | [13 empty] | Clear to Slightly hazy liquid with characteristic odor | [103 empty] | 1.3900 - 1.4100 | [15 empty] | 1.120 - 1.140
7O4OF575 | Plantaren 2000N - UP | 2014-11-20 | 2014-11-24 | 12 months / 24 months | DSM Nutritionals, Parsippany, NJ | Meets CoA | none | [13 empty] | Hazy, Pale Yellow Liquid | [5 empty] | Close match to Standard spectrum
7O4OA879 | Tomadol 25-7 | 2014-11-21 | 2014-11-24 | 12 months / 24 months | Air Products and Chemicals, Inc. 474 West 19th st, Reserve, LA 70084 | Meets CoA | none | [13 empty] | Hazy liquid to white pasty solid | [5 empty] | Close match to Standard spectrum | [84 empty] | 6.0 - 7.5
7O4OA526 | Island Splash Fragrance | 2014-11-26 | 2017-03-06 | 6 months / 12 months | International Flavors & Fragrances, Inc (Hazlet, NJ) | Meets CoA | none | Pale Yellow According to Standard | [5 empty] | Conforms to Standard | [6 empty] | Clear liquid According to Standard | [5 empty] | Close match to Standard spectrum | [97 empty] | 1.4730 - 1.4830 | [15 empty] | 0.9460 - 0.9560
7O4OG455 | Citrus Floor Fragrance | 2014-12-02 | 2014-12-08 | 6 months / 24 months | Bell Flavors & Fragrances, Inc. 12 Sprague Ave, Middletown, NY 10940 | Meets CoA | none | Colorless to light yellow | [5 empty] | Conforms to Standard | [6 empty] | Clear Liquid | [5 empty] | Match Standard | [97 empty] | 1.462 - 1.472 | [15 empty] | 1.059 - 1.069
7O4OG510 | Wet Floor Fragrance | 2014-12-10 | 2014-12-16 | 12 months / 24 months | International Aromatics, Inc. 200 Anderson Avenue. Moonachie, NJ 07074 | Meets CoA | None | Clear to pale straw | [12 empty] | Clear Liquid | [5 empty] | Close Match to Standard Spectrum | [97 empty] | 1.4767 - 1.4967 | [15 empty] | 1.0058 - 1.0258
7O4OQ504 | Stuffy Nose Grape | 2014-12-15 | 2014-12-17 | 12 months / 24 months | International Aromatics, Inc. 200 Anderson Avenue. Moonachie, NJ 07074 | Meets CoA | None | Pale Yellow Liquid | [5 empty] | Grape, Fruity | [6 empty] | Clear Liquid | [5 empty] | Close match to Standard spectrum | [97 empty] | 1.5005 - 1.5215 | [15 empty] | 1.0901 - 1.1200
7C4OQ156 | Ascorbyl PM | 2015-01-07 | 2015-01-08 | 12 months / 24 months | Showa Denko K.K Kawasaki, Japan | Meets CoA | None | White to light yellow | [12 empty] | Powder | [5 empty] | Close match to Standard spectrum
7O4OM945 | Lemon Fragrance | 2015-01-12 | 2015-01-13 | 6 months / 24 months | Symrise, Branchburg, NJ | Meets CoA | None | Yellow to dark Yellow | [5 empty] | According to Standard | [6 empty] | Clear Liquid | [5 empty] | Conforms to standard | [97 empty] | 1.4560 - 1.4660 | [15 empty] | 0.8870 - 0.8970
7A4OQ855 | Naturals Fragrance | 2015-01-13 | 2015-01-14 | 12 months / 24 months | International Aromatics, Inc. 200 Anderson Avenue. Moonachie, NJ 07074 | Meets CoA | None | [6 empty] | Fruity | [6 empty] | Clear | [5 empty] | Close match to Standard spectrum | [97 empty] | 1.4560 - 1.4760 | [15 empty] | 1.0258 - 1.0458
7O4OM657 | PC Cucumber Green Tea Type | 2015-01-28 | 2015-02-03 | 12 months / 24 months | International Aromatics, Inc. 200 Anderson Avenue. Moonachie, NJ 07074 | Meets CoA | None | Pale Yellow | [5 empty] | Fruity Cucumber floral | [12 empty] | Close match to Standard spectrum | [97 empty] | 1.4635 - 1.4835 | [15 empty] | 1.0585 - 1.0785
7O4OA012 | Feminine Hygiene Fragrance | 2015-01-30 | 2015-02-03 | 12 months / 24 months | International Aromatics, Inc. 200 Anderson Avenue. Moonachie, NJ 07074 | Meets CoA | None | Colorless to slightly yellow | [5 empty] | Fresh Floral | [6 empty] | Clear | [5 empty] | Close match to Standard spectrum | [97 empty] | 1.4700 - 1.4900 | [15 empty] | 0.9149 - 0.9349
7O4OJ137 | Phenylephrine Hydrochloride | 2015-03-10 | 2015-03-11 | 12 months / 60 months | SYN-TECH Chem & Pharma Co. Ltd, Taiwan | Meets CoA | None | White | [5 empty] | Odorless | [6 empty] | Practically White Powder | [5 empty] | Close match to Standard spectrum
7B4OJ137 | Butylated Hydroxyanisole (BHA) NF | 2015-03-12 |  | 6 months / 24 months | Penta Manufacturing Company (Livingston, NJ) | Meets CoA | None | [6 empty] | Odorless | [6 empty] | White or Slightly Yellow, Waxy solid
SR10557B | Glycerine, USP | 2015-03-26 | 2015-03-30 |  | PROCTOR & GAMBLE (CINCINNATI, OH) | Meets CoA | None |  | Meets USP requirements | [45 empty] | On the Unhydrous basis 100.0% +/-1.0% | [33 empty] | Identification A : Passes Test Identification B : Limit of DEG NMT0.10% & Limit of EG NMT .10% Identification C : Close match to standard spectrum | [40 empty] | ≤ 0.1% individual impurity and ≤ 1.0% Total impurity | [10 empty] | ≥ 1.249 | [21 empty] | NMT 5.0%
7B4OP284 | Sodium Citrate USP | 2015-04-07 | 2014-10-30 | 12 months / 60 months (Sucroal) & 36 months (ADM) | Sucroal SA (formerly Tate and Lyle) (Cali, Columbia) ADM, Southport, NC & Univar | meets COA | [73 empty] | Identification A Sodium - Passes Test Identification C - Passes Test Identification B Citrate - Passes Test | [87 empty] | Verify that the material is packaged in suitable containers to protect the contents from contamination and deterioration in normal shipment and storage. Evidence of contamination will cause rejection of shipment
7O4BG500 | BTC 1010 - 50% | 2015-04-14 | 2015-04-16 | 6 months / 24 months | Stepan, Elwood, IL | Meets COA | None | Colorless | [12 empty] | Liquid | [5 empty] | Close match to Standard Sample | [30 empty] | 50% - 55% | [53 empty] | 6.0 - 9.0
SR 10670B | Neopentyl Glycol Diheptanoate (AND) Isododecane (LEXFEEL D4) | 2015-05-18 | 2015-05-20 | 6 months / 36 months | Inolex Chemical Company (Philadelphia, PA) | meets COA | none | [6 empty] | Equal to Or Better than standard | [6 empty] | Clear Liquid | [5 empty] | Compare to reference standard
SR 10670A | Neopentyl Glycol Diheptanoate (LEXFEEL 7) | 2015-05-18 | 2015-05-20 | 6 months / 36 months | Inolex Chemical Company (Philadelphia, PA) | meets COA | none | [6 empty] | Equal to Or Better than standard | [6 empty] | Clear Liquid
7O4BJ131 | Acticide CBM-2 | 2015-06-15 | 2015-06-16 | 5 months / 9 months | Thor Specialty Chemicals (Speyer, Germany) Thor Quimicos de Queretaro, Mexico. | Meets COA | None | None | [5 empty] | Characteristic | [6 empty] | Off-white - greenish dispersion | [5 empty] | Close match to standard
7C4OP027 | Camellia Oleifera Leaf Extract | 2015-06-25 | 2018-05-08 | 12 months / 24 months | SM-Lipotec USA, Inc. (Lewisville, TX) | Meets COA | [106 empty] | 4.0 - 6.5 (COA) | [12 empty] | 1.3710 - 1.4075 (COA) | [17 empty] | 1.00 - 1.04 (COA) | [23 empty] | Verify that the material is packaged in suitable containers to protect the contents from contamination and deterioration in normal shipment and storage. Evidence of contamination will cause rejection of shipment
TR10775C | Playtex Wipe fragrance | 2015-07-15 | 2015-07-20 |  | Bell Flavors & Fragrances, Inc. 12 Sprague Ave, Middletown, NY 10940 | Meets COA |  | Pale to light yellow | [5 empty] | Conforms to standard | [6 empty] | Clear Liquid | [103 empty] | 1.467 - 1.477 (@20C) | [15 empty] | 1.060 - 1.070
TR10775D | Shea Butter, Ethoxylated, Lipex 102 E-75 | 2015-07-20 | 2015-07-29 |  | AAK, Sweeden | meets CoA | [6 empty] | 3 Max | [30 empty] | 2.00 Max | [75 empty] | 1.0 Max | [14 empty] | 17.0 - 25.0 | [27 empty] | 1.50 Max | [29 empty] | 66.0 - 71.0
TR10775A | Cucumber Extract M8346 | 2015-07-21 | 2015-07-29 |  | Medallion, Pompton Plains, NJ | meets CoA |  | Colorless to Pale amber | [5 empty] | Characteristic | [6 empty] | Liquid | [103 empty] | 1.420 - 1.430 (@20C) | [15 empty] | 1.034 - 1.044 (@25C)
TR10775B | Chamomile Extract M8348 | 2015-07-21 | 2015-07-29 |  | Medallion, Pompton Plains, NJ | meets CoA |  | Amber to brown | [5 empty] | Characteristic | [6 empty] | Liquid | [103 empty] | 1.409 - 1.419 (@20C) | [15 empty] | 1.043 - 1.053 (@25C)
7A4OJ137 | Glycerine, USP Kosher | 2015-07-23 | 2015-07-29 | 6 months / 24 months | Palm Oleo SDN BHD, Selangor Darul Ehsan, Malaysia | Meets CoA | None |  | Meets USP requirements |  |  |  |  | Odorless | [6 empty] | Clear, Syrupy liquid | [67 empty] | Identification A : Match reference standard Identification B : Limit of DEG NMT0.10% & Limit of EG NMT .10% Identification C : Mtach reference RT standard Glycerine USP | [40 empty] | ≤ 0.1% individual impurity and ≤ 1.0% Total impurity | [10 empty] | ≥ 1.2613
7B4OA709 | Bell Fragrance | 2015-09-16 | 2015-09-18 | 6 months/18 months | Bell Flavors & Fragrances, Inc. 12 Sprague Ave, Middletown, NY 10940 | Meets COA | None | Pale to light yellow | [5 empty] | Conforms to standard | [6 empty] | Clear Liquid | [103 empty] | 1.467 - 1.477 (@20C) | [15 empty] | 1.060 - 1.070
7O4OA709 | Cucumber Extract # 11-19-3 | 2015-09-25 | 2015-09-29 | 6 months/18 months | Medallion, Pompton Plains, NJ | meets CoA | None | [15 empty] | Clear colorless liquid having a characteristic odor. | [101 empty] | 1.420 - 1.430 (@20C) | [15 empty] | 1.034 - 1.044 (@25C)
7A4OA709 | Chamomile Extract # 11-19-2 | 2015-09-25 | 2015-09-29 | 6 months/18 months | Medallion, Pompton Plains, NJ | meets CoA | [16 empty] | Clear Amber to brown liquid having a characteristic odor | [88 empty] | 4.0 - 6.5 | [12 empty] | 1.409 - 1.419 (@20C) | [15 empty] | 1.043 - 1.053 (@25C)
7A4OA019 | Mackam 2C-LV | 2015-09-29 | 2015-10-01 | 12 months / 24 months | Solvay (University Park, IL) | Meets CoA | None | Light yellow to Amber | [5 empty] | Fatty - Characteristic | [6 empty] | Clear Fluid Liquid | [5 empty] | Close match to standard
7C4OP284 | Grape Fruit Extract | 2015-10-01 | 2018-04-09 | 12 months / 24 months | Active Organics, Inc. (Lewisville, TX) | meets CoA | [106 empty] | 3.0 - 6.5 | [12 empty] | 1.3860 - 1.3950 | [17 empty] | 1.02 - 1.05 | [23 empty] | Verify that the material is packaged in suitable containers to protect the contents from contamination and deterioation in normal shipment and storage. Evidence of contamination will cause rejection of shipment.
7C4OA709 | PEG-75 Shea Butter Glycerides (Lipex 102E-75 100%) | 2015-10-13 | 2015-10-15 | 6 months / 24 months | AAK, Sweeden | meets CoA | [6 empty] | 3 Max | [30 empty] | 2.00 Max | [75 empty] | 1.0 Max | [14 empty] | 17.0 - 25.0 | [27 empty] | 1.50 Max | [29 empty] | 66.0 - 71.0
7A4OB401 | Neopentyl Glycol Diheptanoate (AND) Isododecane (LEXFEEL D4) | 2016-01-06 | 2016-01-22 | 6 months / 36 months | Inolex Chemical Company (Philadelphia, PA) | meets COA | none | [6 empty] | Equal to Or Better than standard | [6 empty] | Clear Liquid | [5 empty] | Compare to reference standard
TR10902F | THE MATCHA I P001062 | 2016-01-15 | 2016-02-11 | EXP 12 months | ROBERTET, Inc, Mount Olive, NJ | Meets CoA |  | Pale yellow to light yellow | [5 empty] | Characteristic Type | [6 empty] | Oily Liquid | [103 empty] | 1.4690 - 1.4790 (@20C) | [22 empty] | 0.9607 - 0.9707 | [45 empty] | CCC 199F
7O4OB401 | Neopentyl Glycol Diheptanoate (LEXFEEL 7) | 2016-01-29 | 2016-02-04 | 6 months / 36 months | Inolex Chemical Company (Philadelphia, PA) | meets COA | none | [6 empty] | Equal to Or Better than standard | [6 empty] | Clear Liquid
SR11043 | 248512 Surfonic L12-6 | 2016-02-02 | 2016-02-11 | EXP 24 months | Huntsman Corp. Port Neches, TX 77651 | meets CoA | [6 empty] | 3 Max | [7 empty] | Passes | [79 empty] | 0.016 | [10 empty] | 6.64 (1% dilution) | [80 empty] | 50.4
7O4OQ038 | Collasol M | 2016-02-05 | 2016-02-11 | 6 months / 12 months | Croda, Inc Ditton Widness, Cheshire, UK | Meets CoA | None | Colorless / Pale Yellow | [5 empty] | Characteristic | [6 empty] | Cloudy viscous liquid | [5 empty] | Close match to standard sample
7ACHE08 | CHE Detoxifying FCL Fragrance 12-15-68055 | 2016-02-10 | 2016-02-11 | 6 months / 12 months | International Aromatics, Inc. 200 Anderson Avenue. Moonachie, NJ 07074 | meets CoA | None | Colorless to Straw | [5 empty] | Rose | [6 empty] | Clear Liquid | [5 empty] | Close match to standard sample | [97 empty] | 1.4625 - 1.4825 | [15 empty] | 1.0782 - 1.0982
TR10904A | Rose Flower (Petal) Extract PG | 2016-02-11 | 2016-03-10 | 6 months / 18 months | Lipoid Kosmetik, Steinhausen, Switzerland | meets CoA | None | Light Brown to Red Brown | [5 empty] | Characteristic | [6 empty] | Brown Liquid | [5 empty] | Match Standard | [84 empty] | 5.0 - 6.5 | [12 empty] | 1.415 - 1.425 @ 20C | [15 empty] | 1.053 - 1.068 @ 20C
TR10902D | Vitis Vinifera (Grape) Fruit Water | 2016-02-25 | 2016-03-03 | EXP 36 months | Gattefosse Corporation (Cedex, France) | meets CoA | None | Colorless | [5 empty] | Characteristic | [6 empty] | Clear to Slightly cloudy liquid | [5 empty] | Match Standard | [84 empty] | 2.5 - 6.0
TR10902E | Mentha Piperita Extract | 2016-02-25 | 2016-03-03 | 6 months / 18 months | Silab, Saint-Viance, France | Meets CoA | None | Amber | [5 empty] | Characteristic | [6 empty] | Clear aqueous solution | [5 empty] | Match Standard | [84 empty] | 4.0 - 5.0
TR11036E | Symrelief 100 | 2016-03-08 | 2016-03-10 | 12 months / 24 months | Symrise, Teterboro, NJ | meets CoA | None | Light yellow to Yellow-Brown | [5 empty] | Comparable to standard | [6 empty] | Clear Liquid | [5 empty] | Match Standard | [97 empty] | 1.489 - 1.499 @25C | [15 empty] | 0.924 - 0.934 @25C
TR11036A | Emulgade Smart/MB | 2016-03-16 | 2016-03-29 | 6 months / 18 months | BASF Dusseldorf, Germany | meets CoA | None | White liquid | [5 empty] | Match Standard | [6 empty] | Match Standard | [5 empty] | Match Standard | [84 empty] | 2.0 - 3.5 @20C | [28 empty] | 0.990 - 1.010 @20C
TR11037A | Zinc PCA | 2016-03-16 | 2016-03-29 | 6 months / 12 months | Ajinomoto Sao Paulo, Brazil | meets CoA | None | White to off white | [5 empty] | Match Standard | [6 empty] | White to off-white powder | [5 empty] | Match Standard | [67 empty] | 8.5 - 11.5% | [16 empty] | 5.0 - 6.0 (10% aqueous)
TR11036D | Mango Extract 217552 PF | 2016-04-07 |  | 12 months / 24 months | Fragrance Oils Intl Limited, Manchester, UK | meets CoA | None | Pale yellow to Pale Brown | [5 empty] | Match Standard | [6 empty] | Liquid, free from suspended matter | [5 empty] | Match Standard | [97 empty] | 1.385 - 1.400 @20C | [15 empty] | 1.034 - 1.054 @20C | [53 empty] | ≥ 1.1% (TM206)
TR11036B | D-Panthenol 75W | 2016-04-12 |  | 12 months / 24 months | Yifan Xinfu Pharmaceuitical Co, Ltd, Zhejiang China | meets CoA | None | Slightly yellowish or colorless | [5 empty] | Match Standard | [6 empty] | Clear Liquid | [5 empty] | Match Standard | [84 empty] | 6.0 - 7.5 | [12 empty] | 1.466 - 1.475 @ 20C
TR11037B | Phytosphingosine HCL | 2016-04-12 |  | 12 months / 24 months | Evonik Industries (Essen, Germany) | Meets CoA | None | Off-White | [5 empty] | Match Standard | [6 empty] | Powder | [5 empty] | Match Standard | [67 empty] | 2.0% (Max)
7D4OA863 | Lavender Silk Encapsulated Fragrance (myrcene free) | 2016-04-14 | 2016-06-20 | 12 months / 18 months | Salvona, LLC Dayton, NJ | Meets CoA | None | Yellow | [5 empty] | Typical to fragrance used | [6 empty] | Homogenous, translucent fluid. Free of foreign particles. | [5 empty] | Close Match to Standard (Sample or Spectrum) | [119 empty] | 0.9900 - 1.1100 g/ml (TM202)
7E4OA863 | Lav Silk Stab Mod 2 (myrcene free) | 2016-04-14 | 2016-06-20 | 6 months / 12 months | Givaudan (Mount Olive, NJ) | Meets CoA | None | [6 empty] | Conforms to Standard | [6 empty] | Conforms to standard | [5 empty] | Close Match to Standard (Sample or Spectrum) | [97 empty] | 1.4646 - 1.4746 | [15 empty] | 0.9672 - 0.9772
7ACHE10 | Vivapur COS 8 | 2016-04-20 | 2016-06-20 | 12 months / 48 months | J. Rettenmaier & Sohne GMBH+Co Rosenberg, Germany | Meets CoA | None | Off-White | [5 empty] | Odorless | [6 empty] | Powder | [5 empty] | Close match to standard sample
TR11036F | Betaine | 2016-04-29 | 2016-06-16 | 12 months / 36 months | DuPont Tate and Lyle Bio Products Co (Loudon, TN) | Meets CoA | None | White | [5 empty] | Match Standard | [6 empty] | Free flowing crystals | [5 empty] | Match Standard | [67 empty] | 2.0% (Max)
TR11036C | Tego Cosmo C 250 | 2016-05-03 | 2016-06-16 | 12 months / 24 months | Evonik Goldschmidt Corporation (Essen, Germany) | Meets CoA | None | White | [5 empty] | Match Standard | [6 empty] | Crystalline Powder | [5 empty] | Match Standard | [67 empty] | 0.50% (Max)
7O4OA911 | Zinc Sulfate Heptahydrate | 2016-05-09 | 2017-05-17 | 24 months / 36 months | EMD Chemicals, Philadelphia, PA | Meets CoA | None | Colorless to white | [5 empty] | Match Standard | [6 empty] | Crystalline powder or crystals | [5 empty] | Match Standard
7ACHE07 | Night Calming FCL Fragrance Symrise734732 | 2016-05-16 | 2016-06-20 | 6 months / 12 months | Symrise, 300 North Street, Teterboro, NJ 07608 | Meets CoA | None | Pale yellow to yellow | [5 empty] | Comparable to standard | [6 empty] | Clear Liquid | [5 empty] | Close match to standard Spectrum | [97 empty] | 1.4420 - 1.4520 (@25 C) | [15 empty] | 1.0430 - 1.0530 (@ 25C)
SR11083 | BTC 1210 - 80% | 2016-06-22 | 2016-06-30 | 6 months / 24 months | Stepan Company (Elwood, IL) | Meets CoA | [14 empty] | Clear, Yellow Liquid, FFM | [90 empty] | 6.0 - 8.5 (10% in water) | [83 empty] | 80.0 - 82.0
SR11084 | Surfonic L12-6 | 2016-06-22 | 2016-06-30 | 6 months / 23 months | Huntsman Corp. Port Neches, TX 77651 | meets CoA | [14 empty] | Pass (Clear Liquid) | [90 empty] | 4.5 - 7.0
7D4OUXP1 | R&D Glycopyrronium Tosylate Monohydrate | 2016-07-19 | 2017-07-12 | 24 months / 24 months | AMSA-Anonima Materie Sintetiche and Affini S.P.A STAB: VIA G. DI VITTORIO,6 22100 COMO, MILAND | Meets CoA | [14 empty] | White to off-white Powder | [5 empty] | Matches that of the Reference Standard (NPTM 411)
7ACHE01 | Lamesoft PO 65 | 2016-08-03 |  | 12 months / 24 months | BASF Corp, Ludwigshafen, Germany | Meets CoA | None | Yellow | [12 empty] | Paste, Pasty | [5 empty] | Close match to Standard | [84 empty] | 3.0 - 4.0 (5% in water)
7ACHE02 | Caprylic/Capric Triglyceride | 2016-08-03 |  | 6 months / 12 months | BASF, Mauldin, SC | meets CoA | None | Slightly Yellowish | [5 empty] | None
7ACHE03 | Bahama Wave 12-15-66665 | 2016-08-03 |  | 6 months / 24 months | International Aromatics (Moonachie, NJ) | meets CoA | None | Pale Yellow | [5 empty] | Fruity, Tropical | [6 empty] | Pale Yellow | [5 empty] | Close match to spectrum | [97 empty] | 1.4685 - 1.4885 | [15 empty] | 1.0350 - 1.0550
7ACHE06 | Apricot FCL Fragrance 12-15-67645 | 2016-08-04 |  | 3 months / 6 months | International Aromatics (Moonachie, NJ) | Meets CoA | None | Yellow | [5 empty] | Fruity | [6 empty] | Yellow | [5 empty] | Close match to standard spectrum | [97 empty] | 1.4635 - 1.4835 | [15 empty] | 1.0094 - 1.0294
7ACHE09 | Baby Fresh Fragrance F-170564 | 2016-08-04 |  | 6 months / 12 months | Intarome (Norwood, NJ) | Meets CoA | None | Light/Dark Yellow | [5 empty] | Baby Fresh | [6 empty] | Clear Liquid | [5 empty] | Close match to standard spectrum | [97 empty] | 1.4725 - 1.4925 | [15 empty] | 1.0514 - 1.0714
7ACHE12 | Actiphyte Soybean GL | 2016-08-04 |  | 12 months / 24 months | Active Organics, Inc, Lewisville, TX | meets CoA | none | Colorless to light yellow | [5 empty] | Match Standard | [6 empty] | Colorless to light yellow liquid | [5 empty] | Match Standard | [84 empty] | 4.0 - 6.5 | [28 empty] | 1.05 - 1.15
7ACHE13 | Plantasil Micro | 2016-08-08 |  | 9 months / 18 months | BASF Corporation (Dusseldorf, Germany) | meets CoA | none | Colorless to Yellow | [5 empty] | Match Standard | [6 empty] | Clear Liquid | [5 empty] | Match Standard | [84 empty] | 3.8 - 4.5
7ACHE14 | Actiplex 5413 GL | 2016-08-08 |  | 12 months / 24 months | Active Organics (Lewisville, TX) | meets CoA | None | Light to medium amber | [5 empty] | Match Standard | [6 empty] | Light to medium amber Liquid | [5 empty] | Match Standard | [84 empty] | 4.0 - 6.5 | [28 empty] | 1.05 - 1.15
7ACHE11 | Radiant 2 RTC-000069 | 2016-08-18 | 2019-01-16 | 6 months / 12 months | Takasago International Corporation (Harriman, NY) | meets CoA | None | Colorless to light yellow | [5 empty] | Match Standard | [6 empty] | Colorless to light yellow liquid free of particulate matter | [5 empty] | Match Standard | [97 empty] | 1.4550 - 1.4650 | [15 empty] | 0.9680 - 0.9880
7ACHE15 | Bell Botanical Blend # 6814490 | 2016-08-30 | 2016-09-29 | 3 months / 6 months | Bell Flavors & Fragrances, Inc, Middletown , NY | meets CoA | None | Pale to Medium Brown | [5 empty] | Conforms to Standard | [6 empty] | Clear Liquid | [5 empty] | Close match to standard sample | [97 empty] | 1.329 - 1.529 @20C | [15 empty] | 1.085 - 1.285
7O4OP087 | Actiplex 5327 | 2016-09-13 | 2016-09-29 | 12 months / 24 months | Active Organics (Lewisville, TX) | meets CoA | None | [6 empty] | Match Standard | [6 empty] | Medium to dark amber liquid | [90 empty] | 4.0 - 6.5 | [12 empty] | 1.3860 - 1.3950 | [15 empty] | 1.02 - 1.05 | [27 empty] | Soluble in any proportion in water
7ACHE20P | Powerman | 2016-09-28 | 2016-09-29 | 0 months/ 12 months | Symrise GmbH (Holzminden, Germany) | Meets CoA |  | Yellow to Green | [5 empty] | Corresponds to Standard | [7 empty] | Clear Liquid | [102 empty] | 1.4700 - 1.4800 @20C | [22 empty] | 0.9820 - 0.9920 (NPTM202)
7A4OP207 | Phytosphingosine HCL | 2016-10-07 |  | 12 months / 24 months | Evonik Industries (Essen, Germany) | Meets CoA | None | Off-White | [5 empty] | Match Standard | [6 empty] | Powder | [5 empty] | Match Standard | [67 empty] | 2.0% (Max)
7A4OP197 | D-Panthenol 75W | 2016-10-07 | 2016-10-11 | 12 months / 24 months | Yifan Xinfu Pharmaceuitical Co, Ltd, Zhejiang China | meets CoA | None | Slightly yellowish or colorless | [5 empty] | Match Standard | [6 empty] | Clear Liquid | [5 empty] | Match Standard | [84 empty] | 6.0 - 7.5 | [12 empty] | 1.466 - 1.475 @ 20C
7B4OP054 | Symrelief 100 | 2016-10-11 | 2016-10-11 | 12 months / 24 months | Symrise, Teterboro, NJ | meets CoA | None | Light yellow to Yellow-Brown | [5 empty] | Comparable to standard | [6 empty] | Clear Liquid | [5 empty] | Match Standard | [97 empty] | 1.489 - 1.499 @25C | [15 empty] | 0.924 - 0.934 @25C
7C4OP054 | Betaine | 2016-10-11 | 2016-10-11 | 12 months / 36 months | DuPont Tate and Lyle Bio Products Co (Loudon, TN) | Meets CoA | None | White | [5 empty] | Match Standard | [6 empty] | Free flowing crystals | [5 empty] | Match Standard
7A4OP054 | Mango Extract 217552 PF | 2016-10-12 | 2016-10-20 | 12 months / 24 months | Fragrance Oils Intl Limited, Manchester, UK | meets CoA | None | Pale yellow to Pale Brown | [5 empty] | Match Standard | [6 empty] | Liquid, free from suspended matter | [5 empty] | Match Standard | [97 empty] | 1.385 - 1.400 @20C | [15 empty] | 1.034 - 1.054 @20C | [53 empty] | ≥ 1.1% (TM206)
7O4OP207 | Zinc PCA | 2016-10-19 | 2016-10-19 | 6 months / 12 months | Ajinomoto Sao Paulo, Brazil | meets CoA | None | White to off white | [5 empty] | Match Standard | [6 empty] | White to off-white powder | [5 empty] | Match Standard | [67 empty] | 8.5 - 11.5% | [16 empty] | 5.0 - 6.0 (10% aqueous)
7O4OP054 | Tego Cosmo C 250 | 2016-10-25 | 2016-10-27 | 12 months / 24 months | Evonik Goldschmidt Corporation (Essen, Germany) | Meets CoA | None | White | [5 empty] | Match Standard | [6 empty] | Crystalline Powder | [5 empty] | Match Standard
7O4OP197 | Emulgade Smart/MB | 2016-10-26 | 2016-10-27 | 6 months / 18 months | BASF Dusseldorf, Germany | meets CoA | None | White liquid | [5 empty] | Match Standard | [6 empty] | Match Standard | [5 empty] | Match Standard | [84 empty] | 3.0 - 3.5 @20C
7C4OU351 | Trisodium Citrate Dihydrate, USP | 2016-11-01 | 2016-11-02 | 12 months / 36 months | 1. Tate & Lyle (Calle, Columbia) 2. Jungbunzlauer Austria AG (Wolzenshofen, Austria) | Meets CoA | None | White | [5 empty] | Odorless | [6 empty] | Fine Granular | [5 empty] | Close Match to Standard (Sample or Spectrum)
7B4OU351 | Citric Acid Anhydrous USP/NF | 2016-11-01 | 2019-01-16 |  | S.A Citrique Belge N.V( Distributed by Univar) | Meets CoA | None | Colorless to White | [5 empty] | Odorless | [6 empty] | Crystals or crystalline Powder (Crystals/crystalline powder) | [5 empty] | Close Match to Standard (Sample or Spectrum)
7A4OA911 | Fragrance Hugs & Kisses Sheer 1 | 2016-11-02 | 2016-11-02 | 6 months / 12 months | Givaudan, Mt. Olive, NJ | Meets CoA | None | Colorless to Very Slightly Yellow | [5 empty] | Match Standard | [6 empty] | Liquid | [5 empty] | Match Standard | [97 empty] | 1.4536 - 1.4636
7O4OP253 | BTC 1010 | 2016-11-30 | 2016-12-14 | 6 months / 24 months | Stepan, Mexico | Meets COA | [51 empty] | 50% - 55% | [53 empty] | 6.0 - 9.0 (10% aqueous)
7O4OP183 | Rose Flower (Petal) Extract PG | 2016-12-06 | 2016-12-12 | 6 months / 18 months | Lipoid Kosmetik, Steinhausen, Switzerland | meets CoA | None | Light Brown to Red Brown | [5 empty] | Characteristic | [6 empty] | Brown Liquid | [5 empty] | Match Standard | [84 empty] | 5.0 - 6.5 | [12 empty] | 1.415 - 1.425 @ 20C | [15 empty] | 1.053 - 1.068 @ 20C
7B4OP113 | Mentha Piperita Extract | 2016-12-08 | 2016-12-13 | 6 months / 18 months | Silab, Saint-Viance, France | Meets CoA | None | Amber | [5 empty] | Characteristic | [6 empty] | Clear aqueous solution | [5 empty] | Match Standard | [84 empty] | 4.0 - 5.0
7A4OP113 | Vitis Vinifera (Grape) Fruit Water | 2016-12-20 | 2017-01-09 | EXP 36 months | Gattefosse Corporation (Cedex, France) | meets CoA | None | Colorless | [5 empty] | Characteristic | [6 empty] | Clear to Slightly cloudy liquid | [90 empty] | 2.5 - 6.0
7O4OP075 | Magique Lift 02 LF | 2016-12-20 | 2017-01-09 | 6 months / 12 months | Givaudan (Mount Olive, NJ) | Meets CoA | None | Colorless to very slightly yellow | [5 empty] | match standard | [6 empty] | LIQUID | [5 empty] | Close Match to Standard (Sample or Spectrum) | [97 empty] | 1.474 - 1.484 @ 25C | [15 empty] | 0.938 - 0.948 @ 25C
7ACHE30P | Grapefruit Extract | 2017-01-04 | 2017-01-09 | 6 months / 12 months | Carrubba Inc, 70 Research dr. Milford, CT 06460 | meets CoA | None | [6 empty] | Characteristic | [6 empty] | Clear to Slightly Hazy liquid | [5 empty] | Match Standard | [97 empty] | 1.3900 - 1.4100 | [15 empty] | 1.120 - 1.140 g/ml
7ACHE29P | Orange Flower Extract | 2017-01-04 | 2017-01-09 | 6 months / 12 months | Carrubba Inc, 70 Research dr. Milford, CT 06460 | meets CoA | None | [6 empty] | Characteristic | [6 empty] | Clear to Slightly Hazy liquid | [5 empty] | Match Standard | [97 empty] | 1.3900 - 1.4100 | [15 empty] | 1.120 - 1.140 g/ml
7ACHE24P | Coconut Milk Extract | 2017-01-04 | 2017-01-09 | 6 months / 12 months | Carrubba Inc, 70 Research dr. Milford, CT 06460 | meets CoA | None | [6 empty] | Characteristic | [6 empty] | Clear to Slightly Hazy liquid | [5 empty] | Match Standard | [97 empty] | 1.3900 - 1.4100 | [15 empty] | 1.120 - 1.140 g/ml
7O4OP113 | Fragrance Robertet The Matcha I | 2017-01-09 | 2017-01-27 | 6 months / 12 months | ROBERTET, Inc, Mount Olive, NJ | meets CoA | none | Pale Yellow to Light Yellow | [5 empty] | match standard | [6 empty] | Oily Liquid | [5 empty] | Match Standard | [97 empty] | 1.469 - 1.479 | [15 empty] | 0.960 - 0.970
SR11216 | Isopropyl Alcohol | 2017-01-11 | 2017-01-11 | 12 months / 24 months | Monument/Halteermann Chemical, 16717 Jacintoport Blvd, Houston, TX 77016 | Meets CoA | None | Colorless | [5 empty] | IPA- Characteristic | [6 empty] | Clear, mobile liquid | [5 empty] | Match Standard per USP | [18 empty] | ≤ 0.70 mls of 0.020 N NaOH | [6 empty] | ≥ 99.0% (NPTM 376) | [51 empty] | ≤ 0.005% w/v (NPTM 226) | [19 empty] | 1.377 ± 0.001 (@ 20 C) | [15 empty] | 0.785 ± 0.002
7ACHE35 | White Tea FCL Fragrance 12-16-71153 | 2017-02-08 | 2017-02-08 | 3 months / 6 months | International Aromatics (Moonachie, NJ) | meets CoA | None | Pale Yellow | [5 empty] | Conforms to Standard | [6 empty] | LIQUID | [5 empty] | Match Standard | [97 empty] | 1.4705 - 1.4905 @25C | [15 empty] | 1.0268 - 1.0468 @25C
7A4OP065 | Fragrance Plaisir Gourmand 23 | 2017-02-13 | 2017-02-16 | 6 months / 12 months | Givaudan, Mt. Olive, NJ | Meets CoA | None | Pale yellow to Yellow | [5 empty] | match standard | [6 empty] | Clear Liquid | [5 empty] | Match Standard
7C4OP065 | Sodium Lauroamphoacetate 30% | 2017-02-13 | 2017-02-16 | 6 months / 12 months | Solvay (Winder, GA) | meets CoA | None | Colorless to light yellow | [5 empty] | match standard | [6 empty] | Clear Clean liquid | [5 empty] | Match Standard | [84 empty] | 9.0 - 9.5 (20% soln)
7A4OM002 | Dissolvine GL-47-S | 2017-02-14 | 2017-02-16 | 12 months / 36 months | Akzo Nobel , Lima, OH | meets CoA | none | Characteristic | [5 empty] | Characteristic | [6 empty] | Clear Liquid | [5 empty] | Match Standard | [84 empty] | 11.0 - 11.8 (1% aqueous)
7D4OP065 | Glydant Plus Liquid | 2017-02-16 | 2017-02-24 | 9 months / 18 months | Lonza, Williamsport, PA | meets CoA | none | Water-white to light yellow | [5 empty] | Characteristic | [6 empty] | Clear Liquid | [5 empty] | Match Standard | [84 empty] | 6.0 - 8.0
7F4OP065 | Mineral Oil 70 SUS | 2017-02-16 | 2017-02-24 | 18 months /36 months | Calumet Penreco, Karns City, PA BP Amoco, Whiting, IN | meets CoA | None | Water-White | [5 empty] | No odor to Mild Petroleum | [6 empty] | Water-White Liquid | [5 empty] | Match Standard | [113 empty] | 0.81 - 0.88 @25C
7O4OP065 | Actipone White Tea | 2017-02-17 | 2017-02-24 | 12 months /24 months | Symrise, Holzminden, Germany | meets CoA | none | Yellow to Dark Brown | [5 empty] | match standard | [6 empty] | Clear to Slightly cloudy liquid | [5 empty] | Match Standard | [97 empty] | 1.388 - 1.398 @ 20C | [22 empty] | 1.112 - 1.122
7B4OP205 | Fragrance Emma 8 | 2017-02-17 | 2017-02-24 | 6 months /12 months | Givaudan, Mt. Olive, NJ | meets CoA | none | Yellow to Dark Yellow | [5 empty] | match standard | [6 empty] | LIQUID | [5 empty] | Match Standard
7A4OP073 | Fragrance Bali Leia 5 | 2017-02-17 | 2017-02-24 | 6 months /12 months | Givaudan, Mt. Olive, NJ | meets CoA | none | Dark Yellow to Lemon Yellow | [5 empty] | match standard | [6 empty] | LIQUID | [5 empty] | Match Standard
7A4OP081 | Fragrance SC 2705 LF | 2017-02-17 | 2017-02-24 | 6 months /12 months | Givaudan, Mt. Olive, NJ | meets CoA | none | Colorless to very slightly yellow | [5 empty] | match standard | [6 empty] | LIQUID | [5 empty] | Match Standard
7A4OP205 | Cucumis Sativus (Cucumber) Fruit Rxtract | 2017-02-17 | 2017-02-24 | 6 months /12 months | Provital S.A (Barbera del Valles, Spain) | meets CoA | none | Colorless to pale yellow | [5 empty] | match standard | [6 empty] | Transparent Liquid to Slightly Turbid | [5 empty] | Match Standard
7B4OP065 | Chamomile Flower Extract | 2017-02-17 | 2017-02-24 | 12 months /36 months | Alban Muller Int’l (Vincennes France) | meets CoA | none | Greenish Yellow to yellow orange | [5 empty] | match standard | [6 empty] | LIQUID | [5 empty] | Match Standard
7E4OP065 | Benzyl Alcohol | 2017-02-17 | 2017-02-24 | 12 months /24 months | Berje , Bloomfeild, NJ Emerald Kalma Chemical, Kalama, WA | meets CoA | none | Colorless | [5 empty] | match standard | [6 empty] | Colorless Liquid | [5 empty] | Match Standard
7O4OP205 | Citrus Peach Extract | 2017-02-22 | 2017-02-24 | 6 months /12 months | Bell Flavors and Fragrances, Milwaukee, WI | meets CoA | none | Yellow to Yellow-Brown | [5 empty] | match standard | [6 empty] | Clear Liquid | [5 empty] | Match Standard
7O4OP073 | Minerals/Spring Water | 2017-02-22 | 2017-02-24 | 12 months /24 months | Symrise, Teterboro, NJ | meets CoA | none | White to Beige | [5 empty] | match standard | [6 empty] | Milky Liquid, Diposits Possible | [5 empty] | Match Standard
7O4OP081 | Triple Tea Extract PF | 2017-02-22 | 2017-02-24 | 12 months /24 months | Arch Personal Care Products, Rochester, NY | meets CoA | none | Amber | [5 empty] | Characteristic | [6 empty] | Clear Liquid | [5 empty] | Match Standard | [84 empty] | 4.0 - 7.0 @25C
7O4OU181 | Isopropanol 70% | 2017-05-19 | 2017-05-31 | 24 months /60 months | Pharmco (Brookfield, CT) | meets CoA | None | Colorless | [5 empty] | match standard | [6 empty] | Clear | [5 empty] | Match Standard
7A4OP093 | Essential Oil 27A Fragrance | 2017-05-31 | 2017-06-05 | 6 months /12 months | IFF, Hazlet, NJ | meets CoA | None | Amber | [5 empty] | match standard | [6 empty] | LIQUID | [5 empty] | Match Standard
7B4OP093 | PEG-4 | 2017-06-08 | 2017-07-24 | 18 months /36 months | Dow Chemical, Midland, MI | Meets CoA | None | colorless | [5 empty] | match standard | [6 empty] | Not More Than Slightly Hazy | [5 empty] | match standard | [84 empty] | 4.5 - 7.5 (5% aqueous)
7O4OP567 | BTC 1210 - 80% | 2017-06-13 | 2017-06-22 | 6 months / 24 months | Stepan Company (Elwood, IL) | Meets CoA | [14 empty] | Colorless to slight yellow | [90 empty] | 6.0 - 8.5 (10% in water) | [83 empty] | 80.0 - 82.0
7A4OP567 | Surfonic L12-6 Surfactant | 2017-06-14 | 2017-06-22 | 12 months / 24 months | Huntsman. The Woodlandss, TX 77387 | meets CoA | None | Colorless to slight yellow | [5 empty] | To Match Standard | [6 empty] | Clear to slightly, turbid, free of suspended matter | [90 empty] | 6.5 - 8.0 (1%) in 10:6 IPA:H2O
7O4OP093 | PEG-11Stearyl Ether | 2017-06-28 | 2017-07-24 | 6 months / 12 months | Evonik Degussa, Hopewell, VA | meets CoA | None | match Standard | [5 empty] | To Match Standard | [6 empty] | Clear, Light liquid | [5 empty] | Match Standard
7C4OP081 | Extrapone Green Tea GW 660403 | 2017-07-20 | 2017-07-27 | 12 months / 24 months | Symrise, Holzminden, Germany | Meets CoA | None | Light brown to brown | [5 empty] | Match Standard | [6 empty] | Clear Liquid | [5 empty] | Match Standard | [97 empty] | 1.405 - 1.415 | [19 empty] | 1.147 - 1.157
7ACHE47 | Green Tea NP | 2017-07-20 |  | 3 months / 6 months | Bell Flavors and Fragrances, Middletown, NY 10940 | meets CoA | None
7D4Op081 | Honeybush Tea Extract 173705 PF | 2017-07-27 | 2017-07-31 | 12 months / 24 months | Fragrance Oils Intl Limited, Manchester, UK | Meets CoA | None | Red to Brown | [5 empty] | Match Standard | [6 empty] | Red to Brown Liquid | [5 empty] | Match Standard | [97 empty] | 1.397 - 1.412 @ 20C | [15 empty] | 1.127 - 1.147 (@20C)
7ACHE37 | Hexyl Cellosolve | 2017-09-19 | 2017-09-21 | 6 months / 24 months | Dow Chemical company (Deer Park, Tx) | Meets CoA | None | Colorless | [5 empty] | Pungent Characteristic | [6 empty] | Clear Liquid | [5 empty] | Matches Standard
7ACHE48 | Night Calming Fragrance 12-17-73210 | 2018-01-12 | 2018-01-25 | 12 months / 24 months | International Aromatics Inc, 200 Anderson Ave, Moonachie, NJ | meets COA | none | Clear - Straw | [5 empty] | Floral/To Match Standard | [6 empty] | Liquid Clear - Straw | [5 empty] | To Match Standard | [97 empty] | 1.4615 - 1.4815 | [15 empty] | 1.0434 - 1.0634
7G4OA160 | Fragrance Floresta 443115 K | 2018-01-31 | 2018-02-01 | 9 months / 18 months | Firmenich Plainsboro, New Jesrsy | Meets COA | None | Colorless to Very Pale Yellow | [5 empty] | Match Standard | [6 empty] | Lquid | [5 empty] | Match Standard | [97 empty] | 1.459 - 1.465 | [15 empty] | 0.943 - 0.953
7ACHE47 | Green Tea NP | 2018-02-02 |  | 3 months / 6 months | Bell Flavors and Fragrances, Middletown, NY 10940 | meets COA | None | Yellow to Amber Liquid | [5 empty] | conforms to Standard | [110 empty] | 1.340 - 1.540 | [15 empty] | 1.101 - 1.301
7ACHE49 | Tahitian Island Fragrance, 12-17-71790 | 2018-02-13 | 2018-02-15 | 12 months / 24 months | International Aromatics Inc, 200 Anderson Ave, Moonachie, NJ | meets COA | None | Yellow, Darkens | [5 empty] | Characteristic, Fruity Floral | [6 empty] | Clear Liquid | [5 empty] | To Match Standard | [97 empty] | 1.4705 - 1.4905 | [15 empty] | 1.0689 - 1.0889
7ACHE46 | Burt's Bees Cucumber and Sage Facial Type Fragrance | 2018-02-16 | 2018-03-12 | 6 months / 12 months | Intarome (Norwood, NJ) | Meets COA | None | Light yellow to yellow | [5 empty] | Characteristic/To Match Standard | [12 empty] | To Match Standard | [84 empty] | 4.5 - 5.0 | [12 empty] | 1.4775 - 1.4975 | [15 empty] | 1.0274 - 1.0474
7A4OU555 | Phenylephrine HCL, USP | 2018-04-27 | 2018-05-03 | 12 months / 36 months | Iwaki Seiyaku CO. Ltd, Japan | meets COA | none | White or Almost White | [5 empty] | Match Standard | [6 empty] | Crystalline Powder or Crystals | [5 empty] | Match Standard | [27 empty] | 98.0% - 102.0% | [40 empty] | <1.0% | [12 empty] | 1) Norphenylephrine ≤0.10% 2) Phenylephrine Related Compound C ≤0.1% 3) Phenylephrine Related Compound D ≤0.10% 4) Phenylephrine Related Compound E ≤0.1% 5) Any Individual Unspecified Impurity ≤0.10% 6) Total Impurities ≤0.2% | [22 empty] | <2.0% | [18 empty] | 43 degree to 47 degree (minus) |  | <20.0%
7O4OU555 | Lidocaine Base USP | 2018-04-27 | 2018-05-03 | 12 months / 60 months | Delta Synthetic Co, Ltd, Taiwan | meets COA | none | Match Standard | [5 empty] | Match Standard | [6 empty] | Match Standard | [5 empty] | Match Standard | [27 empty] | 97.5% - 102.5% | [5 empty] | ≤0.0035% | [11 empty] | ≤0.002% | [26 empty] | 66 - 69 degreeC | [31 empty] | <0.1% | [20 empty] | <0.1%
7O4OM601 | PEG-50 Shea Butter | 2018-05-08 | 2018-05-17 | 12 months / 24 months | RITA Corporation, Crystal Lake IL | meets CoA | None | Yellowish | [5 empty] | Characteristic - Fatty | [6 empty] | Clear Hazy, Yellowish Liquid | [5 empty] | Close Match to Standard
7ACHE53 | Gluconic Acid 50% | 2018-07-02 | 2018-07-12 | 8 months / 17 months | Jungbunzlauer, France | Meets CoA | None | [19 empty] | Close Match to Standard
7A4OA347 | Sodium-L (+)-Lactate 60% | 2018-08-13 | 2018-08-14 | 12 months / 24 months | Jungbunzlauer, France | meets CoA | none | Colorless | [5 empty] | Odorless or with a Slight Characteristic Odor | [6 empty] | Transparent Liquid | [5 empty] | Comparison of scans of sample vs standard | [84 empty] | 6.5 - 7.5 (20% Solution)
7B4OA347 | Calming Waters INCI w/Symfresh | 2018-08-13 | 2018-08-14 | 6 months / 12 months | Symrise, Inc, Branchburg, NJ | Meets CoA | None | Colorless to Pale Yellow | [5 empty] | Match Standard | [6 empty] | Clear Liquid | [5 empty] | Match Standard | [97 empty] | 1.465 - 1.475 | [15 empty] | 0.959 - 0.969
7O4OA347 | Lauryl Glucoside | 2018-08-13 | 2018-08-14 | 12 months / 24 months | BASF , Cincinnati, OH | Meets COA | None | Match Standard | [5 empty] | Match Standard | [6 empty] | Match Standard | [5 empty] | Comparison of scans of sample vs standard
7ACHE54 | Modified Cucumber & Green Tea Fragrance | 2018-08-24 | 2018-08-30 | 12 months / 24 months | International Aromatics Inc, 200 Anderson Ave, Moonachie, NJ | Meets CoA | None | Straw | [5 empty] | Cucumber-Type | [6 empty] | Clear Liquid | [5 empty] | Close Match to Standard | [97 empty] | 1.4610 - 1.4810 | [15 empty] | 1.0318 - 1.0518
7ACHE50 | Green Tea Melon Frag 12-16-69608 | 2018-08-31 | 2018-09-06 | 12 months / 24 months | International Aromatics Inc, 200 Anderson Ave, Moonachie, NJ | Meets CoA | None | Pale Yellow | [5 empty] | Fruity Tea | [6 empty] | Clear Liquid | [5 empty] | Close Match to Standard | [97 empty] | 1.4520 - 1.4720 | [15 empty] | 1.0530 - 1.0730
7ACHE51 | Peaches & Honey Frag 12-16-70008 | 2018-08-31 | 2018-09-06 | 12 months / 24 months | International Aromatics Inc, 200 Anderson Ave, Moonachie, NJ | Meets CoA | None | Yellow | [5 empty] | Baby Powder | [6 empty] | Clear Liquid | [5 empty] | Close Match to Standard | [97 empty] | 1.4700 - 1.4900 | [15 empty] | 1.0608 - 1.0808
7ACHE60P | Festive Cranberry MOD 1 | 2018-10-17 | 2018-10-24 | 6 months / 12 months | Givaudan, Mt. Olive, NJ | Meets CoA | None | Yellow to Lemon Yellow | [5 empty] | Like Fruit, Green Floral | [6 empty] | Liquid | [5 empty] | Match Standard | [97 empty] | 1.4583 - 1.4683 | [15 empty] | 0.9601 - 0.9701
7ACHE61P | Sodium Benzoate EDF NF/FCC | 2018-10-18 | 2018-10-24 | 12 months / 24 months | Emerald Performance Materials, LLC (Kalama, WA) | Meets CoA | None | White | [5 empty] | Odorless | [6 empty] | Extruded Pellet | [5 empty] | Close Match to Standard Sample
7ACHE22P | Lactic Acid | 2018-11-20 | 2018-11-27 | 12 months / 24 months | Jungbunzlauer, France | meets COA | none | Colorless to Yellowish | [5 empty] | Nearly Odorless | [6 empty] | Syrupy Liquid | [5 empty] | Match Standard
7A4OM799 | Camellia Sinensis Leaf Extract | 2018-11-27 | 2019-01-25 | 6 months / 12 months | Bell Flavors and Fragrances, Inc, Middletown, NY | meets CoA | none | Medium to dark brown | [5 empty] | Conforms to Standard | [6 empty] | Clear Liquid | [5 empty] | Close Match to Standard Sample | [97 empty] | 1.3537 - 1.4537 | [15 empty] | 1.1286 - 1.3286
4OU25201 | L'Oreal Sublime Bronze Tanning Liquid | 2018-11-30 | 2018-12-13 | 30 days | L' Oreal, Franklin NJ | Meets COA
7ACHE40 | Neossance Hemisqualane HF | 2019-01-16 | 2019-01-21 | 18 months / 36 months | Aprinnova, 2271 Andrew Jackson Highway NE, Leland N.C. 28451 | meets CoA | None | Colorless | [5 empty] | Nearly Odorless | [6 empty] | Liquid | [5 empty] | To Match Standard
7ACHE44 | Natural Oil Blend NP | 2019-01-16 | 2019-01-21 | 6 months / 12 months | Provital, S.A, 08210 Barbera Del Valles, Barcelona, Spain | meets CoA | none | Pale Yellow | [5 empty] | Characteristic Waxy | [6 empty] | Transparent Liquid at room temp. | [5 empty] | To Match Standard | [113 empty] | 0.911 - 0.928
7ACHE41 | Stabylen-30 | 2019-01-16 | 2019-01-21 | 12 months / 24 months | 3V Sigma USA, 888 Woodstock street, Georgetown, SC 29440 | meets CoA | none | White | [5 empty] | Characteristic | [6 empty] | Fine White Powder | [5 empty] | To Match Standard
7ACHE38 | Plurafac SL-62 | 2019-01-16 | 2019-01-21 | 12 months / 24 months | BASF Corporation, 3455 southport Rd, Spartanburg, SC 29302 | meets CoA | none | Colorless | [5 empty] | Odorless | [6 empty] | Clear Liquid | [5 empty] | To Match Standard
7ACHE43 | Jarplex SB-12 | 2019-01-16 | 2019-01-21 | 12 months / 24 months | Jarchem Industries Inc, 414 Wilson ave, Newark, NJ | meets CoA | none | Yellow | [5 empty] | Characteristic/To Match Standard | [6 empty] | Thin Liquid Clear to Hazy appearance | [5 empty] | To Match Standard
7A4OX131 | Hydrogen Peroxide (B-Cap 35 MUP) | 2019-02-06 | 2019-08-02 | 3 months / 12 months | PeroxyChem LLC, 2005 Market St, Philadelphia, PA 19103 | Meets CoA | None | Colorless | [12 empty] | Clear | [90 empty] | 2.0 - 3.3 | [84 empty] | 34.0 - 34.9 (NPTM 3004)
7C4OX131 | Fresh Apple 607 Fragrance | 2019-02-12 | 2019-02-19 | 3 months / 12 months | IFF, Hazlet, NJ | Meets CoA | None | Colorless | [12 empty] | Clear | [123 empty] | 0.9965 - 1.0065
7O4OX131 | Sodium Acetate Anhydrous | 2019-02-12 | 2019-02-19 |  | Macco Organiques Inc, Qc, Canada, Avantor Performance Materials,Inc center valley, PA | Meets CoA | None | Colorless | [12 empty] | Solid | [33 empty] | 99.0 - 101.0%
7ACHE56 | STEOL CS - 130 | 2019-03-08 |  | 18 months / 36 months | Stepan, 22 West Frontage Road, North field, IL 60093 | Meets CoA | None | [6 empty] | Matches Standard | [12 empty] | Close Match Standard
7A4OX231 | D&C Yellow 10 (D&C Grade) | 2019-04-05 | 2019-05-06 | 24 months / 72 months | Sensient Colors LLC, St. Louis, MO 63106 | meets CoA | None |  |  | ≥85% | [10 empty] | Yellow Powder | [14 empty] | 408 - 416λ
7O4OX231 | FD&C Red 40 (FD&C Grade) | 2019-04-05 | 2019-05-06 | 24 months / 72 months | Sensient Colors LLC, St. Louis, MO 63106 | meets CoA | None |  |  | ≥85% | [10 empty] | Brown powder with purple/red tint powder | [14 empty] | 498 - 504λ
7B4OX131 | 1-Hydroxyethylidene-1, 1-diphosphonic acid | 2019-05-20 | 2019-06-03 | 12 months / 24 months | Italmatch USA Corporation, Corporation Rd. Newport, UK | Meets CoA | [105 empty] | 2.0 Max (1% soln) | [28 empty] | 1.440 - 1.470 @ 20 deg C | [56 empty] | Clear Colorless to Pale Yellow Liquid | None
7O4OD351 | Benzalkonium Chloride 50% | 2019-07-17 |  | 6 months / 24 months | Lonza Group LTD (Rochester, NY) | Meets CoA | [14 empty] | Clear liquid, free from Foreign material (FFFM) | [21 empty] | 47.5 - 52.5% | [24 empty] | 5.90 - 6.50 % | [7 empty] | Pass |  | Pass
7ACHE70 | Radiant WS Fragrance | 2019-06-17 | 2019-06-20 | 6 months / 12 months | Takasago International Corporation (Harriman, NY) | Meets CoA | None | Light Yellow to Yellow | [5 empty] | Match to Standard | [6 empty] | Clear liquid, free from Foreign material | [5 empty] | Close match to standard Sample | [97 empty] | 1.4650 - 1.4750 | [15 empty] | 1.0420 - 1.0520
7ACHE69 | Ultra Calm WS Fragrance | 2019-06-18 | 2019-06-20 | 12 months / 24 months | International Aromatics, Inc. 200 Anderson Ave, Moonachie, NJ 07074 | Meets CoA | None | Straw Yellow | [5 empty] | Match to Standard | [6 empty] | Clear Liquid | [5 empty] | Close match to standard Sample | [97 empty] | 1.4620 - 1.4820 | [15 empty] | 1.0521 - 1.0721
7ACHE68 | Evening Soothe WS Fragrance | 2019-06-19 | 2019-06-20 | 6 months / 12 months | Premier Specialties, Inc. (Middlesex, NJ) | Meets CoA | None | Pale Yellow to Yellow | [5 empty] | To Match Standard | [6 empty] | Clear Liquid | [5 empty] | Close match to standard Sample | [97 empty] | 1.471 - 1.481 | [15 empty] | 1.048 - 1.058
7ACHE67 | Age Defying WS Fragrance | 2019-06-21 |  | 12 months / 24 months | International Aromatics, Inc. 200 Anderson Ave, Moonachie, NJ 07074 | Meets CoA | None | Straw Yellow | [5 empty] | To Match Standard | [6 empty] | Clear Liquid | [5 empty] | Close match to standard Sample | [97 empty] | 1.4650 - 1.4850 | [15 empty] | 1.0559 - 1.0759
7ACHE71 | Fresh Spring Fragrance | 2019-06-24 |  | 6 months / 12 months | Symrise, Inc. | Meets CoA | None | Pale Yellow to Yellow | [5 empty] | Match to Standard | [6 empty] | Clear Liquid, clear of any foreign matter | [5 empty] | Close match to standard Sample | [97 empty] | 1.4600 - 1.4700 | [15 empty] | 1.0350 - 1.0450
7ACHE57P | Aromatic Chamomile Extract Blend (N37329-WS) | 2019-06-24 |  | 6 months / 12 months | Carrubba Inc, 70 Research dr. Milford, CT 06460 | Meets CoA | None | Characteristic - Match Standard | [5 empty] | Characteristic - Match standard | [6 empty] | Clear to slightly Hazy liquid | [5 empty] | Match Standard | [97 empty] | 1.4094 - 1.4294 | [15 empty] | 1.104 - 1.124
4OB96301 | Tender After Bite with 5% Sodium Bicarbonate (C/S) | 2019-07-19 |  | 3 months / 36 months | Tender Corporation (Littleton, NH) | meets CoA | none | None (Clear) | [5 empty] | Ammonia-odor | [6 empty] | Clear Liquid | [90 empty] | 9.5 - 11.5 | [28 empty] | 1.00 - 1.06

## Combo2
Mat_MatCode | Analyte | AnalyteConvert | Res_TestName | Convert_x | Mat_MatDesc | SP_TestPlan | Test_Lab | Res_TestCode | Numeric_Result | Res_Units | Rounding_Rule | Low_Release_Limit | High_Release_Limit | METHOD | METHOD
7O4OS407 | Total Impurities | Total Impurities | Organic Impurities Part II | Organic Impurities Part II | 20% Chlorhexidine Gluconate Solution Ph. Eur., BP | Analytical - Chem_173A | NY-Analytical | 975 |  | % | FDA,1 |  | 3 | USP | USP
7O4OS407 | Specified unidentified impuritv 1 | Specified unidentified impurity | Organic Impurities Part II | Organic Impurities Part II | 20% Chlorhexidine Gluconate Solution Ph. Eur., BP | Analytical - Chem_173A | NY-Analytical | 975 |  | % | FDA,1 |  | 0.2 | USP | USP
7O4OS407 | SG | Spacific Gravity | Specific Gravity at 25�C | Specific Gravity at 25°C | 20% Chlorhexidine Gluconate Solution Ph. Eur., BP | Analytical - Chem_173A | NY-Analytical | 402 |  |  | FDA,2 | 1.06 | 1.07 | USP/NF <841> | USP_NF_841
7O4OS407 | RRT of Specified unidentified impuritv 1 | RRT of Specified unidentified impurity | Organic Impurities Part II | Organic Impurities Part II | 20% Chlorhexidine Gluconate Solution Ph. Eur., BP | Analytical - Chem_173A | NY-Analytical | 975 |  |  | FDA,2 |  |  | USP | USP
7O4OS407 | RRT of p-Chlorophenvl urea | RRT of p-Chlorophenvl urea | Organic Impurities Part II | Organic Impurities Part II | 20% Chlorhexidine Gluconate Solution Ph. Eur., BP | Analytical - Chem_173A | NY-Analytical | 975 |  |  | FDA,2 |  |  | USP | USP
7O4OS407 | RRT of Oxochlorhexidine | RRT of Oxochlorhexidine | Organic Impurities Part II | Organic Impurities Part II | 20% Chlorhexidine Gluconate Solution Ph. Eur., BP | Analytical - Chem_173A | NY-Analytical | 975 |  |  | FDA,2 |  |  | USP | USP
7O4OS407 | RRT of o-Chlorhexidine and specified unidentified | RRT of o-Chlorhexidine and specified unidentified | Organic Impurities Part II | Organic Impurities Part II | 20% Chlorhexidine Gluconate Solution Ph. Eur., BP | Analytical - Chem_173A | NY-Analytical | 975 |  |  | FDA,2 |  |  | USP | USP
7O4OS407 | RRT of Chlorhexidine nitrile | RRT of Chlorhexidine nitrile | Organic Impurities Part II | Organic Impurities Part II | 20% Chlorhexidine Gluconate Solution Ph. Eur., BP | Analytical - Chem_173A | NY-Analytical | 975 |  |  | FDA,2 |  |  | USP | USP | `
7O4OS407 | RRT of Chlorhexidine guanidine | RRT of Chlorhexidine guanidine | Organic Impurities Part II | Organic Impurities Part II | 20% Chlorhexidine Gluconate Solution Ph. Eur., BP | Analytical - Chem_173A | NY-Analytical | 975 |  |  | FDA,2 |  |  | USP | USP
7O4OS407 | RRT of Chlorhexidine glucityl triazine | RRT of Chlorhexidine glucityl triazine | Organic Impurities Part II | Organic Impurities Part II | 20% Chlorhexidine Gluconate Solution Ph. Eur., BP | Analytical - Chem_173A | NY-Analytical | 975 |  |  | FDA,2 |  |  | USP | USP
7O4OS407 | RRT of Chlorhexidine dimer | RRT of Chlorhexidine dimer | Organic Impurities Part II | Organic Impurities Part II | 20% Chlorhexidine Gluconate Solution Ph. Eur., BP | Analytical - Chem_173A | NY-Analytical | 975 |  |  | FDA,2 |  |  | USP | USP
7O4OS407 | RRT of Chlorhexidine amine | RRT of Chlorhexidine amine | Organic Impurities Part II | Organic Impurities Part II | 20% Chlorhexidine Gluconate Solution Ph. Eur., BP | Analytical - Chem_173A | NY-Analytical | 975 |  |  | FDA,2 |  |  | USP | USP
7O4OS407 | RRT of Chlorhexidine urea | RRT of Chlorhexidine urea | Organic Impurities Part II | Organic Impurities Part II | 20% Chlorhexidine Gluconate Solution Ph. Eur., BP | Analytical - Chem_173A | NY-Analytical | 975 |  |  | FDA,2 |  |  | USP | USP
7O4OS407 | RRT of Chlorhexidine | RRT of Chlorhexidine | Organic Impurities Part II | Organic Impurities Part II | 20% Chlorhexidine Gluconate Solution Ph. Eur., BP | Analytical - Chem_173A | NY-Analytical | 975 |  |  | FDA,2 |  |  | USP | USP
7O4OS407 | RRT of Ch!orhexidine oxazinone analog | RRT of Ch!orhexidine oxazinone analog | Organic Impurities Part II | Organic Impurities Part II | 20% Chlorhexidine Gluconate Solution Ph. Eur., BP | Analytical - Chem_173A | NY-Analytical | 975 |  |  | FDA,2 |  |  | USP | USP
7O4OS407 | RRT of Any individual unspecified impuritv | RRT of Any individual unspecified impuritv | Organic Impurities Part II | Organic Impurities Part II | 20% Chlorhexidine Gluconate Solution Ph. Eur., BP | Analytical - Chem_173A | NY-Analytical | 975 |  |  | FDA,2 |  |  | USP | USP
7O4OS407 | pH (Diluted 1 in 20) | pH (Diluted 1 in 20) | pH | pH | 20% Chlorhexidine Gluconate Solution Ph. Eur., BP | Analytical - Chem_173A | NY-Analytical | 398 |  |  | FDA,1 | 5.5 | 7 | USP <791> | USP_791
7O4OS407 | p-Chlorophenvl urea | p-Chlorophenvl urea | Organic Impurities Part II | Organic Impurities Part II | 20% Chlorhexidine Gluconate Solution Ph. Eur., BP | Analytical - Chem_173A | NY-Analytical | 975 |  | % | FDA,1 |  | 0.2 | USP | USP
7O4OS407 | p-Chloroaniline Final | p-Chloroaniline Final | Organic Impurites | Organic Impurites | 20% Chlorhexidine Gluconate Solution Ph. Eur., BP | Analytical - Chem_173A | NY-Analytical | 812 |  | ug/mL | FDA,0 |  | 100 | USP | USP
7O4OS407 | p-Chloroaniline | p-Chloroaniline | Organic Impurites | Organic Impurites | 20% Chlorhexidine Gluconate Solution Ph. Eur., BP | Analytical - Chem_173A | NY-Analytical | 812 |  | ug/mL | FDA,0 |  | 100 | USP | USP
7O4OS407 | Oxochlorhexidine | Oxochlorhexidine | Organic Impurities Part II | Organic Impurities Part II | 20% Chlorhexidine Gluconate Solution Ph. Eur., BP | Analytical - Chem_173A | NY-Analytical | 975 |  | % | FDA,1 |  | 0.4 | USP | USP
7O4OS407 | o-Chlorhexidine and specified unidentified impurit | o-Chlorhexidine and specified unidentified impurity | Organic Impurities Part II | Organic Impurities Part II | 20% Chlorhexidine Gluconate Solution Ph. Eur., BP | Analytical - Chem_173A | NY-Analytical | 975 |  | % | FDA,1 |  | 0.4 | USP | USP
7O4OS407 | Identification B (USP <201>) | Identification B | Identification | Identification | 20% Chlorhexidine Gluconate Solution Ph. Eur., BP | Analytical - Chem_173A | NY-Analytical | 390 | Conforms (Done) |  |  |  |  | USP | USP
7O4OS407 | Identification A (USP <197k>) | Identification A | Identification | Identification | 20% Chlorhexidine Gluconate Solution Ph. Eur., BP | Analytical - Chem_173A | NY-Analytical | 390 | Conforms (Done) |  |  |  |  | USP | USP
7O4OS407 | Description | Description | Chemical Inspection | Chemical Inspection | 20% Chlorhexidine Gluconate Solution Ph. Eur., BP | Analytical - Chem_173A | NY-Analytical | 792 | Conforms (Done) |  |  |  |  | TM 208 | TM208
7O4OS407 | Chlorhexidine nitrile | Chlorhexidine nitrile | Organic Impurities Part II | Organic Impurities Part II | 20% Chlorhexidine Gluconate Solution Ph. Eur., BP | Analytical - Chem_173A | NY-Analytical | 975 |  | % | FDA,1 |  | 0.4 | USP | USP
7O4OS407 | Chlorhexidine guanidine | Chlorhexidine guanidine | Organic Impurities Part II | Organic Impurities Part II | 20% Chlorhexidine Gluconate Solution Ph. Eur., BP | Analytical - Chem_173A | NY-Analytical | 975 |  | % | FDA,1 |  | 0.3 | USP | USP
7O4OS407 | Chlorhexidine glucityl triazine | Chlorhexidine glucityl triazine | Organic Impurities Part II | Organic Impurities Part II | 20% Chlorhexidine Gluconate Solution Ph. Eur., BP | Analytical - Chem_173A | NY-Analytical | 975 |  | % | FDA,1 |  | 0.4 | USP | USP
7O4OS407 | Chlorhexidine dimer | Chlorhexidine dimer | Organic Impurities Part II | Organic Impurities Part II | 20% Chlorhexidine Gluconate Solution Ph. Eur., BP | Analytical - Chem_173A | NY-Analytical | 975 |  | % | FDA,1 |  | 0.5 | USP | USP
7O4OS407 | Chlorhexidine amine | Chlorhexidine amine | Organic Impurities Part II | Organic Impurities Part II | 20% Chlorhexidine Gluconate Solution Ph. Eur., BP | Analytical - Chem_173A | NY-Analytical | 975 |  | % | FDA,1 |  | 0.3 | USP | USP
7O4OS407 | Chlorhexidine urea | Chlorhexidine urea | Organic Impurities Part II | Organic Impurities Part II | 20% Chlorhexidine Gluconate Solution Ph. Eur., BP | Analytical - Chem_173A | NY-Analytical | 975 |  | % | FDA,1 |  | 0.2 | USP | USP
7O4OS407 | Chlorhexidine | Chlorhexidine | Organic Impurities Part II | Organic Impurities Part II | 20% Chlorhexidine Gluconate Solution Ph. Eur., BP | Analytical - Chem_173A | NY-Analytical | 975 |  | % | FDA,1 |  |  | USP | USP
7O4OS407 | Ch!orhexidine oxazinone analog | Ch!orhexidine oxazinone analog | Organic Impurities Part II | Organic Impurities Part II | 20% Chlorhexidine Gluconate Solution Ph. Eur., BP | Analytical - Chem_173A | NY-Analytical | 975 |  | % | FDA,1 |  | 0.2 | USP | USP
7O4OS407 | Certificate of Analysis | Certificate of Analysis | Certificate of Analysis | Certificate of Analysis | 20% Chlorhexidine Gluconate Solution Ph. Eur., BP | Analytical - Chem_173A | NY-Analytical | 743 | Conforms (Done) |  |  |  |  | Default | Default
7O4OS407 | Assay Final | Assay Final | Assay | Assay | 20% Chlorhexidine Gluconate Solution Ph. Eur., BP | Analytical - Chem_173A | NY-Analytical | 796 |  | % | FDA,1 | 19 | 21 | USP-HPLC | USP_HPLC
7O4OS407 | Assay | Assay | Assay | Assay | 20% Chlorhexidine Gluconate Solution Ph. Eur., BP | Analytical - Chem_173A | NY-Analytical | 796 |  | % | FDA,1 | 19 | 21 | USP-HPLC | USP_HPLC
7O4OS407 | Any individual unspecified impuritv | Any individual unspecified impurity | Organic Impurities Part II | Organic Impurities Part II | 20% Chlorhexidine Gluconate Solution Ph. Eur., BP | Analytical - Chem_173A | NY-Analytical | 975 |  | % | FDA,1 |  | 0.1 | USP | USP
7B4OP027 | Certificate of Analysis | Certificate of Analysis | Certificate of Analysis | Certificate of Analysis | Abil B88183 PH | Analytical - Chem_NY_Abil B88183 PH | NY-Analytical | 743 | Conforms (Done) |  |  |  |  | Default | Default
7B4AA580 | Odor (TM 208) | Odor | Chemical Inspection | Chemical Inspection | Acetic Acid - USP | Analytical-Chem_NY_Acetic Acid - USP | NY-Analytical | 792 | Conforms (Done) |  |  |  |  | TM208/220/230/USP/Kao LM | TM208
7B4AA580 | Contamination (TM 208) | Contamination | Chemical Inspection | Chemical Inspection | Acetic Acid - USP | Analytical-Chem_NY_Acetic Acid - USP | NY-Analytical | 792 | Conforms (Done) |  |  |  |  | TM208/220/230/USP/Kao LM | TM208
7B4AA580 | Color (TM 208) | Color | Chemical Inspection | Chemical Inspection | Acetic Acid - USP | Analytical-Chem_NY_Acetic Acid - USP | NY-Analytical | 792 | Conforms (Done) |  |  |  |  | TM208/220/230/USP/Kao LM | TM208
7B4AA580 | Certificate of Analysis | Certificate of Analysis | Certificate of Analysis | Certificate of Analysis | Acetic Acid - USP | Analytical-Chem_NY_Acetic Acid - USP | NY-Analytical | 743 | Conforms (Done) |  |  |  |  | Default | Default
7B4AA580 | Appearance (TM 208) | Appearance | Chemical Inspection | Chemical Inspection | Acetic Acid - USP | Analytical-Chem_NY_Acetic Acid - USP | NY-Analytical | 792 | Conforms (Done) |  |  |  |  | TM208/220/230/USP/Kao LM | TM208
7O4BJ131 | Odor (TM 208) | Odor | Chemical Inspection | Chemical Inspection | Acticide CBM-2 | Analytical-Chem_NY_Acticide CBM-2 | NY-Analytical | 792 | Conforms (Done) |  |  |  |  | TM208/220/230/USP/Kao LM | TM208
7O4BJ131 | IR Identification | IR Identification | Identification | Identification | Acticide CBM-2 | Analytical-Chem_NY_Acticide CBM-2 | NY-Analytical | 390 | Conforms (Done) |  |  |  |  | TM 411 | TM411
7O4BJ131 | Contamination (TM 208) | Contamination | Chemical Inspection | Chemical Inspection | Acticide CBM-2 | Analytical-Chem_NY_Acticide CBM-2 | NY-Analytical | 792 | Conforms (Done) |  |  |  |  | TM208/220/230/USP/Kao LM | TM208
7O4BJ131 | Color (TM 208) | Color | Chemical Inspection | Chemical Inspection | Acticide CBM-2 | Analytical-Chem_NY_Acticide CBM-2 | NY-Analytical | 792 | Conforms (Done) |  |  |  |  | TM208/220/230/USP/Kao LM | TM208
7O4BJ131 | Certificate of Analysis | Certificate of Analysis | Certificate of Analysis | Certificate of Analysis | Acticide CBM-2 | Analytical-Chem_NY_Acticide CBM-2 | NY-Analytical | 743 | Conforms (Done) |  |  |  |  | Default | Default
7O4BJ131 | Appearance (TM 208) | Appearance | Chemical Inspection | Chemical Inspection | Acticide CBM-2 | Analytical-Chem_NY_Acticide CBM-2 | NY-Analytical | 792 | Conforms (Done) |  |  |  |  | TM208/220/230/USP/Kao LM | TM208
7J4OP027 | Ethylene Glycol | Ethylene Glycol | Limit of Ethylene Glycol and Diethylene Glycol | Limit of Ethylene Glycol and Diethylene Glycol | Actiphyte of Cucumber GL | MASTER - Microbiology - J&J Chemical Testing) | NY-Analytical | 825 |  | % | FDA,1 |  | 0.1 | USP | USP
7J4OP027 | Diethylene Glycol | Diethylene Glycol | Limit of Ethylene Glycol and Diethylene Glycol | Limit of Ethylene Glycol and Diethylene Glycol | Actiphyte of Cucumber GL | MASTER - Microbiology - J&J Chemical Testing) | NY-Analytical | 825 |  | % | FDA,1 |  | 0.1 | USP | USP
7J4OP027 | Certificate of Analysis | Certificate of Analysis | Certificate of Analysis | Certificate of Analysis | Actiphyte of Cucumber GL | MASTER - Microbiology - J&J Chemical Testing) | NY-Analytical | 743 | Conforms (Done) |  |  |  |  | Default | Default
7A4OP806 | Ethylene Glycol | Ethylene Glycol | Limit of Ethylene Glycol and Diethylene Glycol | Limit of Ethylene Glycol and Diethylene Glycol | Actipone Lamina | MASTER - Microbiology - J&J Chemical Testing) | NY-Analytical | 825 |  | % | FDA,2 |  | 0.1 | USP | USP
7A4OP806 | Diethylene Glycol | Diethylene Glycol | Limit of Ethylene Glycol and Diethylene Glycol | Limit of Ethylene Glycol and Diethylene Glycol | Actipone Lamina | MASTER - Microbiology - J&J Chemical Testing) | NY-Analytical | 825 |  | % | FDA,2 |  | 0.1 | USP | USP
7A4OP806 | Certificate of Analysis | Certificate of Analysis | Certificate of Analysis | Certificate of Analysis | Actipone Lamina | MASTER - Microbiology - J&J Chemical Testing) | NY-Analytical | 743 | Conforms (Done) |  |  |  |  | Default | Default
7O4OP065 | Refractive Index at 20°C | Refractive Index at 20°C | Refractive Index at 20°C | Refractive Index at 20°C | Actipone White Tea | Analytical - Chem_NY_Actipone White Tea | NY-Analytical | 798 |  |  | FDA,3 | 1.388 | 1.398 | TM 204 | TM204
7O4OP065 | Odor (TM 208) | Odor | Chemical Inspection | Chemical Inspection | Actipone White Tea | Analytical - Chem_NY_Actipone White Tea | NY-Analytical | 792 | Conforms (Done) |  |  |  |  | TM 208 | TM208
7O4OP065 | IR Identification (TM 411) | IR Identification | Identification | Identification | Actipone White Tea | Analytical - Chem_NY_Actipone White Tea | NY-Analytical | 390 | Conforms (Done) |  |  |  |  | TM 411 | TM411
7O4OP065 | Density | Density | Density @ 20° C | Density at 20° C | Actipone White Tea | Analytical - Chem_NY_Actipone White Tea | NY-Analytical | 831 |  |  | FDA,3 | 1.112 | 1.122 | TM 202 | TM202
7O4OP065 | Contamination (TM 208) | Contamination | Chemical Inspection | Chemical Inspection | Actipone White Tea | Analytical - Chem_NY_Actipone White Tea | NY-Analytical | 792 | Conforms (Done) |  |  |  |  | TM 208 | TM208
7O4OP065 | Color (TM 208) | Color | Chemical Inspection | Chemical Inspection | Actipone White Tea | Analytical - Chem_NY_Actipone White Tea | NY-Analytical | 792 | Conforms (Done) |  |  |  |  | TM 208 | TM208
7O4OP065 | Certificate of Analysis | Certificate of Analysis | Certificate of Analysis | Certificate of Analysis | Actipone White Tea | Analytical - Chem_NY_Actipone White Tea | NY-Analytical | 743 | Conforms (Done) |  |  |  |  | Default | Default
7O4OP065 | Appearance (TM 208) | Appearance | Chemical Inspection | Chemical Inspection | Actipone White Tea | Analytical - Chem_NY_Actipone White Tea | NY-Analytical | 792 | Conforms (Done) |  |  |  |  | TM 208 | TM208
7A4OQ260 | SG | Spacific Gravity | Specific Gravity at 25�C | Specific Gravity at 25°C | Adult Wipe Fragrance | Analytical - Chem_29A | NY-Analytical | 402 |  |  | FDA,3 | 0.954 | 0.974 | TM 202 | TM202
7A4OQ260 | Refractive Index | Refractive Index | Refractive Index at 25�C | Refractive Index at 25°C | Adult Wipe Fragrance | Analytical - Chem_29A | NY-Analytical | 451 |  |  | FDA,3 | 1.464 | 1.484 | TM 204 | TM204
7A4OQ260 | Odor (TM 208) | Odor | Chemical Inspection | Chemical Inspection | Adult Wipe Fragrance | Analytical - Chem_29A | NY-Analytical | 792 | Conforms (Done) |  |  |  |  | TM208/220/230/USP/Kao LM | TM208
7A4OQ260 | IR Identification | IR Identification | Identification | Identification | Adult Wipe Fragrance | Analytical - Chem_29A | NY-Analytical | 390 | Conforms (Done) |  |  |  |  | TM 411 | TM411
7A4OQ260 | Contamination (TM 208) | Contamination | Chemical Inspection | Chemical Inspection | Adult Wipe Fragrance | Analytical - Chem_29A | NY-Analytical | 792 | Conforms (Done) |  |  |  |  | TM208/220/230/USP/Kao LM | TM208
7A4OQ260 | Color (TM 208) | Color | Chemical Inspection | Chemical Inspection | Adult Wipe Fragrance | Analytical - Chem_29A | NY-Analytical | 792 | Conforms (Done) |  |  |  |  | TM208/220/230/USP/Kao LM | TM208
7A4OQ260 | Certificate of Analysis | Certificate of Analysis | Certificate of Analysis | Certificate of Analysis | Adult Wipe Fragrance | Analytical - Chem_29A | NY-Analytical | 743 | Conforms (Done) |  |  |  |  | Default | Default
7A4OQ260 | Appearance (TM 208) | Appearance | Chemical Inspection | Chemical Inspection | Adult Wipe Fragrance | Analytical - Chem_29A | NY-Analytical | 792 | Conforms (Done) |  |  |  |  | TM208/220/230/USP/Kao LM | TM208
7O4OQ437 | SG | Spacific Gravity | Specific Gravity at 25�C | Specific Gravity at 25°C | Aminomethyl Propanol | Analytical - Chem_168A | NY-Analytical | 402 |  |  | FDA,4 | 0.938 | 0.9465 | TM 202 | TM202
7O4OQ437 | Odor (TM 208) | Odor | Chemical Inspection | Chemical Inspection | Aminomethyl Propanol | Analytical - Chem_168A | NY-Analytical | 792 | Conforms (Done) |  |  |  |  | TM208/220/230/USP/Kao LM | TM208
7O4OQ437 | IR Identification | IR Identification | Identification | Identification | Aminomethyl Propanol | Analytical - Chem_168A | NY-Analytical | 390 | Conforms (Done) |  |  |  |  | TM 411 | TM411
7O4OQ437 | Contamination (TM 208) | Contamination | Chemical Inspection | Chemical Inspection | Aminomethyl Propanol | Analytical - Chem_168A | NY-Analytical | 792 | Conforms (Done) |  |  |  |  | TM208/220/230/USP/Kao LM | TM208
7O4OQ437 | Color (TM 208) | Color | Chemical Inspection | Chemical Inspection | Aminomethyl Propanol | Analytical - Chem_168A | NY-Analytical | 792 | Conforms (Done) |  |  |  |  | TM208/220/230/USP/Kao LM | TM208
7O4OQ437 | Certificate of Analysis | Certificate of Analysis | Certificate of Analysis | Certificate of Analysis | Aminomethyl Propanol | Analytical - Chem_168A | NY-Analytical | 743 | Conforms (Done) |  |  |  |  | Default | Default
7O4OQ437 | Appearance (TM 208) | Appearance | Chemical Inspection | Chemical Inspection | Aminomethyl Propanol | Analytical - Chem_168A | NY-Analytical | 792 | Conforms (Done) |  |  |  |  | TM208/220/230/USP/Kao LM | TM208
7G4OQ028 | Odor (TM 208) | Odor | Chemical Inspection | Chemical Inspection | Aminomethylpropanol | Analytical - Chem_Aminomethylpropanol | NY-Analytical | 792 | Conforms (Done) |  |  |  |  | TM208/220/230/USP/Kao LM | TM208
7G4OQ028 | IR Identification | IR Identification | Identification | Identification | Aminomethylpropanol | Analytical - Chem_Aminomethylpropanol | NY-Analytical | 390 | Conforms (Done) |  |  |  |  | TM 411 | TM411
7G4OQ028 | Contamination (TM 208) | Contamination | Chemical Inspection | Chemical Inspection | Aminomethylpropanol | Analytical - Chem_Aminomethylpropanol | NY-Analytical | 792 | Conforms (Done) |  |  |  |  | TM208/220/230/USP/Kao LM | TM208
7G4OQ028 | Color (TM 208) | Color | Chemical Inspection | Chemical Inspection | Aminomethylpropanol | Analytical - Chem_Aminomethylpropanol | NY-Analytical | 792 | Conforms (Done) |  |  |  |  | TM208/220/230/USP/Kao LM | TM208
7G4OQ028 | Certificate of Analysis | Certificate of Analysis | Certificate of Analysis | Certificate of Analysis | Aminomethylpropanol | Analytical - Chem_Aminomethylpropanol | NY-Analytical | 743 | Conforms (Done) |  |  |  |  | Default | Default
7G4OQ028 | Appearance (TM 208) | Appearance | Chemical Inspection | Chemical Inspection | Aminomethylpropanol | Analytical - Chem_Aminomethylpropanol | NY-Analytical | 792 | Conforms (Done) |  |  |  |  | TM208/220/230/USP/Kao LM | TM208
7C4OG169 | Identification for Chloride (USP <191>) | Identification - Chloride | Identification | Identification | Ammonium Chloride | Analytical - Chem_75A | NY-Analytical | 390 | Conforms (Done) |  |  |  |  | TM400/408b/421/422/USP | USP_191
7C4OG169 | Identification for Ammonium (USP <191>) | Identification - Ammonium | Identification | Identification | Ammonium Chloride | Analytical - Chem_75A | NY-Analytical | 390 | Conforms (Done) |  |  |  |  | TM400/408b/421/422/USP | USP_191
7C4OG169 | Contamination (TM 208) | Contamination | Chemical Inspection | Chemical Inspection | Ammonium Chloride | Analytical - Chem_75A | NY-Analytical | 792 | Conforms (Done) |  |  |  |  | TM208/220/230/USP/Kao LM | TM208
7C4OG169 | Color (TM 208) | Color | Chemical Inspection | Chemical Inspection | Ammonium Chloride | Analytical - Chem_75A | NY-Analytical | 792 | Conforms (Done) |  |  |  |  | TM208/220/230/USP/Kao LM | TM208
7C4OG169 | Certificate of Analysis | Certificate of Analysis | Certificate of Analysis | Certificate of Analysis | Ammonium Chloride | Analytical - Chem_75A | NY-Analytical | 743 | Conforms (Done) |  |  |  |  | Default | Default
7C4OG169 | Appearance (TM 208) | Appearance | Chemical Inspection | Chemical Inspection | Ammonium Chloride | Analytical - Chem_75A | NY-Analytical | 792 | Conforms (Done) |  |  |  |  | TM208/220/230/USP/Kao LM | TM208
7B4OC109 | Odor (TM 208) | Odor | Chemical Inspection | Chemical Inspection | Antifoam AF-Emulsion | CHE ANTIFOAM AF EMULSION | NY-Analytical | 792 | Conforms (Done) |  |  |  |  | TM208/220/230/USP/Kao LM | TM208
7B4OC109 | IR Identification | IR Identification | Identification | Identification | Antifoam AF-Emulsion | CHE ANTIFOAM AF EMULSION | NY-Analytical | 390 | Conforms (Done) |  |  |  |  | TM 411 | TM411
7B4OC109 | Contamination (TM 208) | Contamination | Chemical Inspection | Chemical Inspection | Antifoam AF-Emulsion | CHE ANTIFOAM AF EMULSION | NY-Analytical | 792 | Conforms (Done) |  |  |  |  | TM208/220/230/USP/Kao LM | TM208
7B4OC109 | Color (TM 208) | Color | Chemical Inspection | Chemical Inspection | Antifoam AF-Emulsion | CHE ANTIFOAM AF EMULSION | NY-Analytical | 792 | Conforms (Done) |  |  |  |  | TM208/220/230/USP/Kao LM | TM208
7B4OC109 | Certificate of Analysis | Certificate of Analysis | Certificate of Analysis | Certificate of Analysis | Antifoam AF-Emulsion | CHE ANTIFOAM AF EMULSION | NY-Analytical | 743 | Conforms (Done) |  |  |  |  | Default | Default
7B4OC109 | Appearance (TM 208) | Appearance | Chemical Inspection | Chemical Inspection | Antifoam AF-Emulsion | CHE ANTIFOAM AF EMULSION | NY-Analytical | 792 | Conforms (Done) |  |  |  |  | TM208/220/230/USP/Kao LM | TM208
7A4OF602 | SG | Spacific Gravity | Specific Gravity at 25�C | Specific Gravity at 25°C | Avon Dry Facial Fragrance/Watery Floral | Analytical - Chem_19A | NY-Analytical | 402 |  |  | FDA,3 | 0.964 | 0.968 | TM 202 | TM202
7A4OF602 | Refractive Index | Refractive Index | Refractive Index at 25�C | Refractive Index at 25°C | Avon Dry Facial Fragrance/Watery Floral | Analytical - Chem_19A | NY-Analytical | 451 |  |  | FDA,3 | 1.455 | 1.461 | TM 204 | TM204
7A4OF602 | IR Identification (TM 411) | IR Identification | Identification | Identification | Avon Dry Facial Fragrance/Watery Floral | Analytical - Chem_19A | NY-Analytical | 390 | Conforms (Done) |  |  |  |  | TM 411 | TM411
7A4OF602 | Contamination (TM 208) | Contamination | Chemical Inspection | Chemical Inspection | Avon Dry Facial Fragrance/Watery Floral | Analytical - Chem_19A | NY-Analytical | 792 | Conforms (Done) |  |  |  |  | TM208/220/230/USP/Kao LM | TM208
7A4OF602 | Certificate of Analysis | Certificate of Analysis | Chemical Inspection | Chemical Inspection | Avon Dry Facial Fragrance/Watery Floral | Analytical - Chem_19A | NY-Analytical | 792 | Conforms (Done) |  |  |  |  | TM208/220/230/USP/Kao LM | TM208
7B4OA709 | SG | Spacific Gravity | Specific Gravity at 25�C | Specific Gravity at 25°C | Bell Fragrance | Analytical-Chem_NY_Bell fragrance | NY-Analytical | 402 |  |  | FDA,3 | 1.06 | 1.07 | TM 202 | TM202
7B4OA709 | Refractive Index at 20°C | Refractive Index at 20°C | Refractive Index at 20°C | Refractive Index at 20°C | Bell Fragrance | Analytical-Chem_NY_Bell fragrance | NY-Analytical | 798 |  |  | FDA,3 | 1.467 | 1.477 | TM 204 | TM204
7B4OA709 | Odor (TM 208) | Odor | Chemical Inspection | Chemical Inspection | Bell Fragrance | Analytical-Chem_NY_Bell fragrance | NY-Analytical | 792 | Conforms (Done) |  |  |  |  | TM 208 | TM208
7B4OA709 | Contamination (TM 208) | Contamination | Chemical Inspection | Chemical Inspection | Bell Fragrance | Analytical-Chem_NY_Bell fragrance | NY-Analytical | 792 | Conforms (Done) |  |  |  |  | TM 208 | TM208
7B4OA709 | Color (TM 208) | Color | Chemical Inspection | Chemical Inspection | Bell Fragrance | Analytical-Chem_NY_Bell fragrance | NY-Analytical | 792 | Conforms (Done) |  |  |  |  | TM 208 | TM208
7B4OA709 | Certificate of Analysis | Certificate of Analysis | Certificate of Analysis | Certificate of Analysis | Bell Fragrance | Analytical-Chem_NY_Bell fragrance | NY-Analytical | 743 | Conforms (Done) |  |  |  |  | Default | Default
7B4OA709 | Appearance (TM 208) | Appearance | Chemical Inspection | Chemical Inspection | Bell Fragrance | Analytical-Chem_NY_Bell fragrance | NY-Analytical | 792 | Conforms (Done) |  |  |  |  | TM 208 | TM208
7A4OB397 | Odor (TM 208) | Odor | Chemical Inspection | Chemical Inspection | Benzalkonium Chloride 50% | Analytical - Chem_04A | NY-Analytical | 792 | Conforms (Done) |  |  |  |  | TM208/220/230/USP/Kao LM | TM208
7O4OD351 | Identification B - Benzalkonium | Identification B - Benzalkonium | Identification B | Identification B | Benzalkonium Chloride 50% | Analytical-Chem_NY_Benzalkonium Chloride 50% | NY-Analytical | 456 | [5 empty] | TM 4001 | TM4001
7O4OD351 | Identification A - Chloride | Identification A - Chloride | Identification A | Identification A | Benzalkonium Chloride 50% | Analytical-Chem_NY_Benzalkonium Chloride 50% | NY-Analytical | 455 | [5 empty] | TM 4001 | TM4001
7A4OB397 | Identification (TM 400) | Identification | Identification | Identification | Benzalkonium Chloride 50% | Analytical - Chem_04A | NY-Analytical | 390 | Conforms (Done) |  |  |  |  | TM400/408b/421/422/USP | USP_191
7O4OD351 | Ethanol Final | Ethanol Final | Ethanol | Ethanol | Benzalkonium Chloride 50% | Analytical-Chem_NY_Benzalkonium Chloride 50% | NY-Analytical | 938 |  | % v/v | FDA,2 | 5.9 | 6.5 | TM 323 | TM323
7O4OD351 | Ethanol | Ethanol | Ethanol | Ethanol | Benzalkonium Chloride 50% | Analytical-Chem_NY_Benzalkonium Chloride 50% | NY-Analytical | 938 |  | % v/v | FDA,2 | 5.9 | 6.5 | TM 323 | TM323
7A4OB397 | Contamination (TM 208) | Contamination | Chemical Inspection | Chemical Inspection | Benzalkonium Chloride 50% | Analytical - Chem_04A | NY-Analytical | 792 | Conforms (Done) |  |  |  |  | TM208/220/230/USP/Kao LM | TM208
7A4OB397 | Color (TM 208) | Color | Chemical Inspection | Chemical Inspection | Benzalkonium Chloride 50% | Analytical - Chem_04A | NY-Analytical | 792 | Conforms (Done) |  |  |  |  | TM208/220/230/USP/Kao LM | TM208
7A4OB397 | Certificate of Analysis | Certificate of Analysis | Certificate of Analysis | Certificate of Analysis | Benzalkonium Chloride 50% | Analytical - Chem_04A | NY-Analytical | 743 | Conforms (Done) |  |  |  |  | Default | Default
7O4OD351 | Certificate of Analysis | Certificate of Analysis | Certificate of Analysis | Certificate of Analysis | Benzalkonium Chloride 50% | Analytical-Chem_NY_Benzalkonium Chloride 50% | NY-Analytical | 743 | [5 empty] | Default | Default
7A4OB397 | Assay Final | Assay Final | Assay | Assay | Benzalkonium Chloride 50% | Analytical - Chem_04A | NY-Analytical | 796 |  | % | FDA,1 | 47.5 | 52.5 | TM 301/434 | TM301_TM434
7A4OB397 | Assay | Assay | Assay | Assay | Benzalkonium Chloride 50% | Analytical - Chem_04A | NY-Analytical | 796 |  | % | FDA,1 | 47.5 | 52.5 | TM 301/434 | TM301_TM434
7A4OB397 | Appearance (TM 208) | Appearance | Chemical Inspection | Chemical Inspection | Benzalkonium Chloride 50% | Analytical - Chem_04A | NY-Analytical | 792 | Conforms (Done) |  |  |  |  | TM208/220/230/USP/Kao LM | TM208
7O4OD351 | Appearance | Appearance | Appearance | Appearance | Benzalkonium Chloride 50% | Analytical-Chem_NY_Benzalkonium Chloride 50% | NY-Analytical | 397 | Conforms (Done) |  |  |  |  | TM 208 | TM208
7O4OD351 | % BZK and Dual-Quat | BZK and Dual-Quat | Total % ADBAC | Total % ADBAC | Benzalkonium Chloride 50% | Analytical-Chem_NY_Benzalkonium Chloride 50% | NY-Analytical | 1064 |  | % | FDA,1 | 47.5 | 52.5 | TM 434 | TM434
7M4OP027 | Identification D | Identification D | Identification | Identification | Benzalkonium Chloride 50% - USP | Analytical - Chem_NY_Benzalkonium Chloride 50% -USP | NY-Analytical | 390 | Conforms (Done) |  |  |  |  | USP/NF | USP_NF
7M4OP027 | Identification C | Identification C | Identification | Identification | Benzalkonium Chloride 50% - USP | Analytical - Chem_NY_Benzalkonium Chloride 50% -USP | NY-Analytical | 390 | Conforms (Done) |  |  |  |  | USP/NF | USP_NF
7M4OP027 | Identification B | Identification B | Identification | Identification | Benzalkonium Chloride 50% - USP | Analytical - Chem_NY_Benzalkonium Chloride 50% -USP | NY-Analytical | 390 | Conforms (Done) |  |  |  |  | USP/NF | USP_NF
7M4OP027 | Identification A | Identification A | Identification | Identification | Benzalkonium Chloride 50% - USP | Analytical - Chem_NY_Benzalkonium Chloride 50% -USP | NY-Analytical | 390 | Conforms (Done) |  |  |  |  | USP/NF | USP_NF
7M4OP027 | Certificate of Analysis | Certificate of Analysis | Certificate of Analysis | Certificate of Analysis | Benzalkonium Chloride 50% - USP | Analytical - Chem_NY_Benzalkonium Chloride 50% -USP | NY-Analytical | 743 | Conforms (Done) |  |  |  |  | Default | Default
7M4OP027 | C14 Content of Total | C14 Content of Total | Ratio of Alkyl Compounds | Ratio of Alkyl Compounds | Benzalkonium Chloride 50% - USP | Analytical - Chem_NY_Benzalkonium Chloride 50% -USP | NY-Analytical | 846 |  | % | FDA,1 | 20 |  | USP/NF | USP_NF
7M4OP027 | C12 Content of Total | C12 Content of Total | Ratio of Alkyl Compounds | Ratio of Alkyl Compounds | Benzalkonium Chloride 50% - USP | Analytical - Chem_NY_Benzalkonium Chloride 50% -USP | NY-Analytical | 846 |  | % | FDA,1 | 40 |  | USP/NF | USP_NF
7M4OP027 | C12 + C14 Content of Total | C12 + C14 Content of Total | Ratio of Alkyl Compounds | Ratio of Alkyl Compounds | Benzalkonium Chloride 50% - USP | Analytical - Chem_NY_Benzalkonium Chloride 50% -USP | NY-Analytical | 846 |  | % | FDA,1 | 70 |  | USP/NF | USP_NF
7M4OP027 | Assay Final | Assay Final | Assay | Assay | Benzalkonium Chloride 50% - USP | Analytical - Chem_NY_Benzalkonium Chloride 50% -USP | NY-Analytical | 796 |  | % | FDA,1 | 47.5 | 52.5 | USP/NF | USP_NF
7M4OP027 | Assay | Assay | Assay | Assay | Benzalkonium Chloride 50% - USP | Analytical - Chem_NY_Benzalkonium Chloride 50% -USP | NY-Analytical | 796 |  | % | FDA,1 | 47.5 | 52.5 | USP/NF | USP_NF
7E4OP065 | Odor (TM 208) | Odor | Chemical Inspection | Chemical Inspection | Benzyl Alcohol | Analytical - Chem_NY_Benzyl Alcohol | NY-Analytical | 792 | Conforms (Done) |  |  |  |  | TM 208 | TM208
7E4OP065 | IR Identification (TM 411) | IR Identification | Identification | Identification | Benzyl Alcohol | Analytical - Chem_NY_Benzyl Alcohol | NY-Analytical | 390 | Conforms (Done) |  |  |  |  | TM 411 | TM411
7E4OP065 | Contamination (TM 208) | Contamination | Chemical Inspection | Chemical Inspection | Benzyl Alcohol | Analytical - Chem_NY_Benzyl Alcohol | NY-Analytical | 792 | Conforms (Done) |  |  |  |  | TM 208 | TM208
7E4OP065 | Color (TM 208) | Color | Chemical Inspection | Chemical Inspection | Benzyl Alcohol | Analytical - Chem_NY_Benzyl Alcohol | NY-Analytical | 792 | Conforms (Done) |  |  |  |  | TM 208 | TM208
7E4OP065 | Certificate of Analysis | Certificate of Analysis | Certificate of Analysis | Certificate of Analysis | Benzyl Alcohol | Analytical - Chem_NY_Benzyl Alcohol | NY-Analytical | 743 | Conforms (Done) |  |  |  |  | Default | Default
7E4OP065 | Appearance (TM 208) | Appearance | Chemical Inspection | Chemical Inspection | Benzyl Alcohol | Analytical - Chem_NY_Benzyl Alcohol | NY-Analytical | 792 | Conforms (Done) |  |  |  |  | TM 208 | TM208
7B4FD110 | Odor (TM 208) | Odor | Chemical Inspection | Chemical Inspection | Boric Acid USP/NF | Analytical - Chem_44A | NY-Analytical | 792 | Conforms (Done) |  |  |  |  | TM208/220/230/USP/Kao LM | TM208
7B4FD110 | IR Identification | IR Identification | Identification | Identification | Boric Acid USP/NF | Analytical - Chem_44A | NY-Analytical | 390 | Conforms (Done) |  |  |  |  | TM 411 | TM411
7B4FD110 | Color (TM 208) | Color | Chemical Inspection | Chemical Inspection | Boric Acid USP/NF | Analytical - Chem_44A | NY-Analytical | 792 | Conforms (Done) |  |  |  |  | TM208/220/230/USP/Kao LM | TM208
7B4FD110 | Certificate of Analysis | Certificate of Analysis | Certificate of Analysis | Certificate of Analysis | Boric Acid USP/NF | Analytical - Chem_44A | NY-Analytical | 743 | Conforms (Done) |  |  |  |  | Default | Default
7B4FD110 | Appearance (TM 208) | Appearance | Chemical Inspection | Chemical Inspection | Boric Acid USP/NF | Analytical - Chem_44A | NY-Analytical | 792 | Conforms (Done) |  |  |  |  | TM208/220/230/USP/Kao LM | TM208
7O4OG169 | SG | Spacific Gravity | Specific Gravity at 20�C | Specific Gravity at 20°C | Bronidox-L | Analytical - Chem_142A | NY-Analytical | 432 |  |  | FDA,3 | 1.08 | 1.09 | TM 202 | TM202
7O4OG169 | Refractive Index at 20°C | Refractive Index at 20°C | Refractive Index at 20°C | Refractive Index at 20°C | Bronidox-L | Analytical - Chem_142A | NY-Analytical | 798 |  |  | FDA,3 | 1.435 | 1.437 | TM 204 | TM204
7O4OG169 | IR Identification | IR Identification | Identification | Identification | Bronidox-L | Analytical - Chem_142A | NY-Analytical | 390 | Conforms (Done) |  |  |  |  | TM 411 | TM411
7O4OG169 | Contamination (TM 208) | Contamination | Chemical Inspection | Chemical Inspection | Bronidox-L | Analytical - Chem_142A | NY-Analytical | 792 | Conforms (Done) |  |  |  |  | TM208/220/230/USP/Kao LM | TM208
7O4OG169 | Color (TM 208) | Color | Chemical Inspection | Chemical Inspection | Bronidox-L | Analytical - Chem_142A | NY-Analytical | 792 | Conforms (Done) |  |  |  |  | TM208/220/230/USP/Kao LM | TM208
7O4OG169 | Certificate of Analysis | Certificate of Analysis | Certificate of Analysis | Certificate of Analysis | Bronidox-L | Analytical - Chem_142A | NY-Analytical | 743 | Conforms (Done) |  |  |  |  | Default | Default
7O4OG169 | Appearance (TM 208) | Appearance | Chemical Inspection | Chemical Inspection | Bronidox-L | Analytical - Chem_142A | NY-Analytical | 792 | Conforms (Done) |  |  |  |  | TM208/220/230/USP/Kao LM | TM208
7B4OQ595 | Odor (TM 208) | Odor | Chemical Inspection | Chemical Inspection | Bronopol | Analytical - Chem_63A | NY-Analytical | 792 | Conforms (Done) |  |  |  |  | TM208/220/230/USP/Kao LM | TM208
7B4OQ595 | IR Identification | IR Identification | Identification | Identification | Bronopol | Analytical - Chem_63A | NY-Analytical | 390 | Conforms (Done) |  |  |  |  | TM 411 | TM411
7B4OQ595 | Contamination (TM 208) | Contamination | Chemical Inspection | Chemical Inspection | Bronopol | Analytical - Chem_63A | NY-Analytical | 792 | Conforms (Done) |  |  |  |  | TM208/220/230/USP/Kao LM | TM208
7B4OQ595 | Color (TM 208) | Color | Chemical Inspection | Chemical Inspection | Bronopol | Analytical - Chem_63A | NY-Analytical | 792 | Conforms (Done) |  |  |  |  | TM208/220/230/USP/Kao LM | TM208
7B4OQ595 | Certificate of Analysis | Certificate of Analysis | Certificate of Analysis | Certificate of Analysis | Bronopol | Analytical - Chem_63A | NY-Analytical | 743 | Conforms (Done) |  |  |  |  | Default | Default
7B4OQ595 | Appearance (TM 208) | Appearance | Chemical Inspection | Chemical Inspection | Bronopol | Analytical - Chem_63A | NY-Analytical | 792 | Conforms (Done) |  |  |  |  | TM208/220/230/USP/Kao LM | TM208
7O4OP253 | pH (10% in water) | pH (10% in water) | pH | pH | BTC 1010 | Analytical-Chem_NY_BTC 1010 | NY-Analytical | 398 |  |  | FDA,1 | 6 | 9 | TM 200 | TM200
7O4OP253 | Certificate of Analysis | Certificate of Analysis | Certificate of Analysis | Certificate of Analysis | BTC 1010 | Analytical-Chem_NY_BTC 1010 | NY-Analytical | 743 | Conforms (Done) |  |  |  |  | Default | Default
7O4OP253 | Assay Final | Assay Final | Assay | Assay | BTC 1010 | Analytical-Chem_NY_BTC 1010 | NY-Analytical | 796 |  | % | FDA,0 | 50 | 55 | TM 301/434 | TM301_TM434
7O4OP253 | Assay | Assay | Assay | Assay | BTC 1010 | Analytical-Chem_NY_BTC 1010 | NY-Analytical | 796 |  | % | FDA,0 | 50 | 55 | TM 301/434 | TM301_TM434
7O4OP567 | pH (10% in water) | pH (10% in water) | pH | pH | BTC 1210 - 80% | Analytical-Chem_NY_BTC 1210-80% | NY-Analytical | 398 |  |  | FDA,1 | 6 | 8.5 | TM 200 | TM200
7O4OP567 | Certificate of Analysis | Certificate of Analysis | Certificate of Analysis | Certificate of Analysis | BTC 1210 - 80% | Analytical-Chem_NY_BTC 1210-80% | NY-Analytical | 743 | Conforms (Done) |  |  |  |  | COA | COA
7O4OP567 | Appearance | Appearance | Appearance | Appearance | BTC 1210 - 80% | Analytical-Chem_NY_BTC 1210-80% | NY-Analytical | 397 | Conforms (Done) |  |  |  |  | TM 208 | TM208
7O4OP567 | Active (BTC 1210-80%) | Active (BTC 1210-80%) | Active (BTC 1210-80%) | Active (BTC 1210-80%) | BTC 1210 - 80% | Analytical-Chem_NY_BTC 1210-80% | NY-Analytical | 1015 |  | % | FDA,1 | 80 | 82 | TM 3005 | TM3005
7A4OQ518 | pH (10% Solution) | pH (10% Solution) | pH | pH | BTC 2125M-50% Maquat MQ2525M-50% Barquat 4250Z | Analytical - Chem_31A | NY-Analytical | 398 |  |  | FDA,1 | 6 | 9 | TM 200 | TM200
7A4OQ518 | Odor (TM 208) | Odor | Chemical Inspection | Chemical Inspection | BTC 2125M-50% Maquat MQ2525M-50% Barquat 4250Z | Analytical - Chem_31A | NY-Analytical | 792 | [5 empty] | TM208/220/230/USP/Kao LM | TM208
7A4OQ518 | Odor (TM 208) | Odor | Chemical Inspection | Chemical Inspection | BTC 2125M-50% Maquat MQ2525M-50% Barquat 4250Z | Analytical - Chem_31A | NY-Analytical | 792 | Conforms (Done) |  |  |  |  | TM208/220/230/USP/Kao LM | TM208
7A4OQ518 | Contamination (TM 208) | Contamination | Chemical Inspection | Chemical Inspection | BTC 2125M-50% Maquat MQ2525M-50% Barquat 4250Z | Analytical - Chem_31A | NY-Analytical | 792 | Conforms (Done) |  |  |  |  | TM208/220/230/USP/Kao LM | TM208
7A4OQ518 | Contamination (TM 208) | Contamination | Chemical Inspection | Chemical Inspection | BTC 2125M-50% Maquat MQ2525M-50% Barquat 4250Z | Analytical - Chem_31A | NY-Analytical | 792 | [5 empty] | TM208/220/230/USP/Kao LM | TM208
7A4OQ518 | Color (TM 208) | Color | Chemical Inspection | Chemical Inspection | BTC 2125M-50% Maquat MQ2525M-50% Barquat 4250Z | Analytical - Chem_31A | NY-Analytical | 792 | Conforms (Done) |  |  |  |  | TM208/220/230/USP/Kao LM | TM208
7A4OQ518 | Color (TM 208) | Color | Chemical Inspection | Chemical Inspection | BTC 2125M-50% Maquat MQ2525M-50% Barquat 4250Z | Analytical - Chem_31A | NY-Analytical | 792 | [5 empty] | TM208/220/230/USP/Kao LM | TM208
7A4OQ518 | Certificate of Analysis | Certificate of Analysis | Certificate of Analysis | Certificate of Analysis | BTC 2125M-50% Maquat MQ2525M-50% Barquat 4250Z | Analytical - Chem_31A | NY-Analytical | 743 | Conforms (Done) |  |  |  |  | Default | Default
7A4OQ518 | Certificate of Analysis | Certificate of Analysis | Certificate of Analysis | Certificate of Analysis | BTC 2125M-50% Maquat MQ2525M-50% Barquat 4250Z | Analytical - Chem_31A | NY-Analytical | 743 | [5 empty] | Default | Default
7A4OQ518 | Assay Final | Assay Final | Assay | Assay | BTC 2125M-50% Maquat MQ2525M-50% Barquat 4250Z | Analytical - Chem_31A | NY-Analytical | 796 |  | % | FDA,1 | 50 | 54 | TM 301/434 | TM301_TM434
7A4OQ518 | Assay | Assay | Assay | Assay | BTC 2125M-50% Maquat MQ2525M-50% Barquat 4250Z | Analytical - Chem_31A | NY-Analytical | 796 |  | % | FDA,1 | 50 | 54 | TM 301/434 | TM301_TM434
7A4OQ518 | Appearance (TM 208) | Appearance | Chemical Inspection | Chemical Inspection | BTC 2125M-50% Maquat MQ2525M-50% Barquat 4250Z | Analytical - Chem_31A | NY-Analytical | 792 | Conforms (Done) |  |  |  |  | TM208/220/230/USP/Kao LM | TM208
7A4OQ518 | Appearance (TM 208) | Appearance | Chemical Inspection | Chemical Inspection | BTC 2125M-50% Maquat MQ2525M-50% Barquat 4250Z | Analytical - Chem_31A | NY-Analytical | 792 | [5 empty] | TM208/220/230/USP/Kao LM | TM208
7O4OQ890 | Odor (TM 208) | Odor | Chemical Inspection | Chemical Inspection | Butoxyethanol | Analytical - Chem_170A | NY-Analytical | 792 | Conforms (Done) |  |  |  |  | TM208/220/230/USP/Kao LM | TM208
7O4OQ890 | IR Identification | IR Identification | Identification | Identification | Butoxyethanol | Analytical - Chem_170A | NY-Analytical | 390 | Conforms (Done) |  |  |  |  | TM 411 | TM411
7O4OQ890 | Contamination (TM 208) | Contamination | Chemical Inspection | Chemical Inspection | Butoxyethanol | Analytical - Chem_170A | NY-Analytical | 792 | Conforms (Done) |  |  |  |  | TM208/220/230/USP/Kao LM | TM208
7O4OQ890 | Color (TM 208) | Color | Chemical Inspection | Chemical Inspection | Butoxyethanol | Analytical - Chem_170A | NY-Analytical | 792 | Conforms (Done) |  |  |  |  | TM208/220/230/USP/Kao LM | TM208
7O4OQ890 | Certificate of Analysis | Certificate of Analysis | Certificate of Analysis | Certificate of Analysis | Butoxyethanol | Analytical - Chem_170A | NY-Analytical | 743 | Conforms (Done) |  |  |  |  | Default | Default
7O4OQ890 | Appearance (TM 208) | Appearance | Chemical Inspection | Chemical Inspection | Butoxyethanol | Analytical - Chem_170A | NY-Analytical | 792 | Conforms (Done) |  |  |  |  | TM208/220/230/USP/Kao LM | TM208
7B4OA347 | SG | Spacific Gravity | Specific Gravity at 25�C | Specific Gravity at 25°C | Calming Waters INCI w/Symfresh | Analytical-Chem_NY_Calming Waters INCI w/symfresh | NY-Analytical | 402 |  |  | FDA,3 | 0.959 | 0.969 | TM 202 | TM202
7B4OA347 | Refractive Index | Refractive Index | Refractive Index at 25�C | Refractive Index at 25°C | Calming Waters INCI w/Symfresh | Analytical-Chem_NY_Calming Waters INCI w/symfresh | NY-Analytical | 451 |  |  | FDA,3 | 1.465 | 1.475 | TM 204 | TM204
7B4OA347 | Odor (TM 208) | Odor | Chemical Inspection | Chemical Inspection | Calming Waters INCI w/Symfresh | Analytical-Chem_NY_Calming Waters INCI w/symfresh | NY-Analytical | 792 | Conforms (Done) |  |  |  |  | TM 208 | TM208
7B4OA347 | IR Identification | IR Identification | Identification | Identification | Calming Waters INCI w/Symfresh | Analytical-Chem_NY_Calming Waters INCI w/symfresh | NY-Analytical | 390 | Conforms (Done) |  |  |  |  | TM 411 | TM411
7B4OA347 | Contamination (TM 208) | Contamination | Chemical Inspection | Chemical Inspection | Calming Waters INCI w/Symfresh | Analytical-Chem_NY_Calming Waters INCI w/symfresh | NY-Analytical | 792 | Conforms (Done) |  |  |  |  | TM 208 | TM208
7B4OA347 | Color (TM 208) | Color | Chemical Inspection | Chemical Inspection | Calming Waters INCI w/Symfresh | Analytical-Chem_NY_Calming Waters INCI w/symfresh | NY-Analytical | 792 | Conforms (Done) |  |  |  |  | TM 208 | TM208
7B4OA347 | Certificate of Analysis | Certificate of Analysis | Certificate of Analysis | Certificate of Analysis | Calming Waters INCI w/Symfresh | Analytical-Chem_NY_Calming Waters INCI w/symfresh | NY-Analytical | 743 | Conforms (Done) |  |  |  |  | Default | Default
7B4OA347 | Appearance (TM 208) | Appearance | Chemical Inspection | Chemical Inspection | Calming Waters INCI w/Symfresh | Analytical-Chem_NY_Calming Waters INCI w/symfresh | NY-Analytical | 792 | Conforms (Done) |  |  |  |  | TM 208 | TM208
7C4OP027 | Certificate of Analysis | Certificate of Analysis | Certificate of Analysis | Certificate of Analysis | Camellia Oleifera Leaf Extract | Analytical-Chem_NY_Camellia Oleifera Leaf Extract | NY-Analytical | 743 | Conforms (Done) |  |  |  |  | Default | Default
7O4OP806 | Certificate of Analysis | Certificate of Analysis | Certificate of Analysis | Certificate of Analysis | Carbopol 2020 | Analytical - Chem_NY_Carbopol 2020 | NY-Analytical | 743 | Conforms (Done) |  |  |  |  | Default | Default
7A4OQ203 | Certificate of Analysis | Certificate of Analysis | Certificate of Analysis | Certificate of Analysis | Carbopol Ultrez-10 | MASTER - Microbiology - J&J Chemical Testing) | NY-Analytical | 743 | Conforms (Done) |  |  |  |  | Default | Default
7O4OP209 | Certificate of Analysis | Certificate of Analysis | Certificate of Analysis | Certificate of Analysis | Ceraphyl 28 | MASTER - Microbiology - J&J Chemical Testing) | NY-Analytical | 743 | Conforms (Done) |  |  |  |  | Default | Default
7O4OP209 | Certificate of Analysis | Certificate of Analysis | Certificate of Analysis | Certificate of Analysis | Ceraphyl 28 | MASTER - Microbiology - J&J Chemical Testing) | NY-Analytical | 743 | [5 empty] | Default | Default
7A4OP027 | Certificate of Analysis | Certificate of Analysis | Certificate of Analysis | Certificate of Analysis | Ceraphyl 41 | MASTER - Microbiology - J&J Chemical Testing) | NY-Analytical | 743 | Conforms (Done) |  |  |  |  | Default | Default
7O4OP705 | Viscosity (Spindle 3 @ 60RPM in 300 ml beaker) | Viscosity (Spindle 3 at 60RPM in 300 mL beaker) | Viscosity | Viscosity | Cetaphil Concentrate | Analytical - Chem_NY_Cetaphil Concentrate | NY-Analytical | 747 |  | cps | FDA,0 | 400 | 1600 | TM 203 | TM203
7O4OP705 | pH | pH | pH as is | pH | Cetaphil Concentrate | Analytical - Chem_NY_Cetaphil Concentrate | NY-Analytical | 447 |  |  | FDA,1 | 5.5 | 7 | TM 200 | TM200
7O4OP705 | Description (TM 208) | Description | Chemical Inspection | Chemical Inspection | Cetaphil Concentrate | Analytical - Chem_NY_Cetaphil Concentrate | NY-Analytical | 792 | Conforms (Done) |  |  |  |  | TM 208 | TM208
7O4OP705 | Contamination (TM 208) | Contamination | Chemical Inspection | Chemical Inspection | Cetaphil Concentrate | Analytical - Chem_NY_Cetaphil Concentrate | NY-Analytical | 792 | Conforms (Done) |  |  |  |  | TM 208 | TM208
7O4OP705 | Certificate of Analysis | Certificate of Analysis | Certificate of Analysis | Certificate of Analysis | Cetaphil Concentrate | Analytical - Chem_NY_Cetaphil Concentrate | NY-Analytical | 743 | Conforms (Done) |  |  |  |  | Default | Default
7C4OP230 | Certificate of Analysis | Certificate of Analysis | Certificate of Analysis | Certificate of Analysis | Cetiol CC | MASTER - Microbiology - J&J Chemical Testing) | NY-Analytical | 743 | Conforms (Done) |  |  |  |  | Default | Default
7A4OA709 | SG | Spacific Gravity | Specific Gravity at 25�C | Specific Gravity at 25°C | Chamomile Extract # 11-19-2 | Analytical-Chem_NY_Chamomile Extract # 11-19-2 | NY-Analytical | 402 |  |  | FDA,3 | 1.043 | 1.053 | TM 202 | TM202
7A4OA709 | Refractive Index at 20°C | Refractive Index at 20°C | Refractive Index at 20°C | Refractive Index at 20°C | Chamomile Extract # 11-19-2 | Analytical-Chem_NY_Chamomile Extract # 11-19-2 | NY-Analytical | 798 |  |  | FDA,3 | 1.409 | 1.419 | TM 204 | TM204
7A4OA709 | pH | pH | pH | pH | Chamomile Extract # 11-19-2 | Analytical-Chem_NY_Chamomile Extract # 11-19-2 | NY-Analytical | 398 |  |  | FDA,1 | 4 | 6.5 | TM 200 | TM200
7A4OA709 | Description (TM 208) | Description | Chemical Inspection | Chemical Inspection | Chamomile Extract # 11-19-2 | Analytical-Chem_NY_Chamomile Extract # 11-19-2 | NY-Analytical | 792 | Conforms (Done) |  |  |  |  | TM 208 | TM208
7A4OA709 | Contamination (TM 208) | Contamination | Chemical Inspection | Chemical Inspection | Chamomile Extract # 11-19-2 | Analytical-Chem_NY_Chamomile Extract # 11-19-2 | NY-Analytical | 792 | Conforms (Done) |  |  |  |  | TM 208 | TM208
7A4OA709 | Certificate of Analysis | Certificate of Analysis | Certificate of Analysis | Certificate of Analysis | Chamomile Extract # 11-19-2 | Analytical-Chem_NY_Chamomile Extract # 11-19-2 | NY-Analytical | 743 | Conforms (Done) |  |  |  |  | Default | Default
7B4OP065 | Odor (TM 208) | Odor | Chemical Inspection | Chemical Inspection | Chamomile Flower Extract | Analytical - Chem_NY_Chamomile Flower Extract | NY-Analytical | 792 | Conforms (Done) |  |  |  |  | TM 208 | TM208
7B4OP065 | IR Identification (TM 411) | IR Identification | Identification | Identification | Chamomile Flower Extract | Analytical - Chem_NY_Chamomile Flower Extract | NY-Analytical | 390 | Conforms (Done) |  |  |  |  | TM 411 | TM411
7B4OP065 | Contamination (TM 208) | Contamination | Chemical Inspection | Chemical Inspection | Chamomile Flower Extract | Analytical - Chem_NY_Chamomile Flower Extract | NY-Analytical | 792 | Conforms (Done) |  |  |  |  | TM 208 | TM208
7B4OP065 | Color (TM 208) | Color | Chemical Inspection | Chemical Inspection | Chamomile Flower Extract | Analytical - Chem_NY_Chamomile Flower Extract | NY-Analytical | 792 | Conforms (Done) |  |  |  |  | TM 208 | TM208
7B4OP065 | Certificate of Analysis | Certificate of Analysis | Certificate of Analysis | Certificate of Analysis | Chamomile Flower Extract | Analytical - Chem_NY_Chamomile Flower Extract | NY-Analytical | 743 | Conforms (Done) |  |  |  |  | Default | Default
7B4OP065 | Appearance (TM 208) | Appearance | Chemical Inspection | Chemical Inspection | Chamomile Flower Extract | Analytical - Chem_NY_Chamomile Flower Extract | NY-Analytical | 792 | Conforms (Done) |  |  |  |  | TM 208 | TM208
7A4OP345 | pH | pH | pH as is | pH | CHE ACB BIO-CHELATE | Analytical - Chem_195A | NY-Analytical | 447 |  |  | FDA,1 | 3.5 | 4.5 | TM 200 | TM200
7A4OP345 | Odor (TM 208) | Odor | Chemical Inspection | Chemical Inspection | CHE ACB BIO-CHELATE | Analytical - Chem_195A | NY-Analytical | 792 | Conforms (Done) |  |  |  |  | TM208/220/230/USP/Kao LM | TM208
7A4OP345 | IR Identification | IR Identification | Identification | Identification | CHE ACB BIO-CHELATE | Analytical - Chem_195A | NY-Analytical | 390 | Conforms (Done) |  |  |  |  | TM 411 | TM411
7A4OP345 | Contamination (TM 208) | Contamination | Chemical Inspection | Chemical Inspection | CHE ACB BIO-CHELATE | Analytical - Chem_195A | NY-Analytical | 792 | Conforms (Done) |  |  |  |  | TM208/220/230/USP/Kao LM | TM208
7A4OP345 | Color (TM 208) | Color | Chemical Inspection | Chemical Inspection | CHE ACB BIO-CHELATE | Analytical - Chem_195A | NY-Analytical | 792 | Conforms (Done) |  |  |  |  | TM208/220/230/USP/Kao LM | TM208
7A4OP345 | Certificate of Analysis | Certificate of Analysis | Certificate of Analysis | Certificate of Analysis | CHE ACB BIO-CHELATE | Analytical - Chem_195A | NY-Analytical | 743 | Conforms (Done) |  |  |  |  | Default | Default
7A4OP345 | Appearance (TM 208) | Appearance | Chemical Inspection | Chemical Inspection | CHE ACB BIO-CHELATE | Analytical - Chem_195A | NY-Analytical | 792 | Conforms (Done) |  |  |  |  | TM208/220/230/USP/Kao LM | TM208
7B4OX232 | SG | Spacific Gravity | Specific Gravity at 25�C | Specific Gravity at 25°C | Che alcohol SDA40-B 190 Proof | Analytical - Chem_40A | NY-Analytical | 402 |  |  | FDA,4 | 0.8086 | 0.8098 | TM 202 | TM202
7B4OX232 | Odor (TM 208) | Odor | Chemical Inspection | Chemical Inspection | Che alcohol SDA40-B 190 Proof | Analytical - Chem_40A | NY-Analytical | 792 | Conforms (Done) |  |  |  |  | TM208/220/230/USP/Kao LM | TM208
7B4OX232 | Odor (TM 208) | Odor | Chemical Inspection | Chemical Inspection | Che alcohol SDA40-B 190 Proof | Analytical - Chem_40A | NY-Analytical | 792 | [5 empty] | TM208/220/230/USP/Kao LM | TM208
7B4OX232 | IR Identification | IR Identification | Identification | Identification | Che alcohol SDA40-B 190 Proof | Analytical - Chem_40A | NY-Analytical | 390 | Conforms (Done) |  |  |  |  | TM 411 | TM411
7B4OX232 | IR Identification | IR Identification | Identification | Identification | Che alcohol SDA40-B 190 Proof | Analytical - Chem_40A | NY-Analytical | 390 | [5 empty] | TM 411 | TM411
7B4OX232 | Contamination (TM 208) | Contamination | Chemical Inspection | Chemical Inspection | Che alcohol SDA40-B 190 Proof | Analytical - Chem_40A | NY-Analytical | 792 | Conforms (Done) |  |  |  |  | TM208/220/230/USP/Kao LM | TM208
7B4OX232 | Contamination (TM 208) | Contamination | Chemical Inspection | Chemical Inspection | Che alcohol SDA40-B 190 Proof | Analytical - Chem_40A | NY-Analytical | 792 | [5 empty] | TM208/220/230/USP/Kao LM | TM208
7B4OX232 | Color (TM 208) | Color | Chemical Inspection | Chemical Inspection | Che alcohol SDA40-B 190 Proof | Analytical - Chem_40A | NY-Analytical | 792 | Conforms (Done) |  |  |  |  | TM208/220/230/USP/Kao LM | TM208
7B4OX232 | Color (TM 208) | Color | Chemical Inspection | Chemical Inspection | Che alcohol SDA40-B 190 Proof | Analytical - Chem_40A | NY-Analytical | 792 | [5 empty] | TM208/220/230/USP/Kao LM | TM208
7B4OX232 | Certificate of Analysis | Certificate of Analysis | Certificate of Analysis | Certificate of Analysis | Che alcohol SDA40-B 190 Proof | Analytical - Chem_40A | NY-Analytical | 743 | Conforms (Done) |  |  |  |  | Default | Default
7B4OX232 | Certificate of Analysis | Certificate of Analysis | Certificate of Analysis | Certificate of Analysis | Che alcohol SDA40-B 190 Proof | Analytical - Chem_40A | NY-Analytical | 743 | [5 empty] | Default | Default
7B4OX232 | Appearance (TM 208) | Appearance | Chemical Inspection | Chemical Inspection | Che alcohol SDA40-B 190 Proof | Analytical - Chem_40A | NY-Analytical | 792 | Conforms (Done) |  |  |  |  | TM208/220/230/USP/Kao LM | TM208
7B4OX232 | Appearance (TM 208) | Appearance | Chemical Inspection | Chemical Inspection | Che alcohol SDA40-B 190 Proof | Analytical - Chem_40A | NY-Analytical | 792 | [5 empty] | TM208/220/230/USP/Kao LM | TM208
7B4OX232 | Apparent proof | Apparent proof | Apparent proof | Apparent proof | Che alcohol SDA40-B 190 Proof | Analytical - Chem_40A | NY-Analytical | 936 |  |  | FDA,1 | 189.7 | 190.2 | STM 101 | STM101
7F4OP027 | Certificate of Analysis | Certificate of Analysis | Certificate of Analysis | Certificate of Analysis | CHE ARLASILK PHOSPHOLIPID PTC | Analytical - Chem_NY_Arlasilk Phospholipid PTC | NY-Analytical | 743 | Conforms (Done) |  |  |  |  | Default | Default
7F4OP027 | Certificate of Analysis | Certificate of Analysis | Certificate of Analysis | Certificate of Analysis | CHE ARLASILK PHOSPHOLIPID PTC | Analytical - Chem_NY_Arlasilk Phospholipid PTC | NY-Analytical | 743 | [5 empty] | Default | Default
7H4OP601 | Certificate of Analysis | Certificate of Analysis | Certificate of Analysis | Certificate of Analysis | CHE DUB PTO | Analytical - Chem_NY_DUB PTO | NY-Analytical | 743 | Conforms (Done) |  |  |  |  | Default | Default
7H4OP601 | Certificate of Analysis | Certificate of Analysis | Certificate of Analysis | Certificate of Analysis | CHE DUB PTO | Analytical - Chem_NY_DUB PTO | NY-Analytical | 743 | [5 empty] | Default | Default
7F4OP601 | Certificate of Analysis | Certificate of Analysis | Certificate of Analysis | Certificate of Analysis | CHE ISONONYL ISONONANOATE | Analytical - Chem_109A | NY-Analytical | 743 | Conforms (Done) |  |  |  |  | Default | Default
7F4OP601 | Certificate of Analysis | Certificate of Analysis | Certificate of Analysis | Certificate of Analysis | CHE ISONONYL ISONONANOATE | MASTER - Microbiology - J&J Chemical Testing) | NY-Analytical | 743 | Conforms (Done) |  |  |  |  | Default | Default
7O4OP027 | Certificate of Analysis | Certificate of Analysis | Certificate of Analysis | Certificate of Analysis | CHE PROCETYL AWS | MASTER - Microbiology - J&J Chemical Testing) | NY-Analytical | 743 | Conforms (Done) |  |  |  |  | Default | Default
7A4OK459 | Total Impurities | Total Impurities | Related Compounds | Related Compounds | CHE SALICYLIC ACID USP | Analytical-Chem_NY_Salicylic Acid USP | NY-Analytical | 816 |  | % | FDA,4 |  | 0.2 | USP | USP
7A4OK459 | Sulfate Content | Sulfate Content | Sulfate Content | Sulfate Content | CHE SALICYLIC ACID USP | Analytical-Chem_NY_Salicylic Acid USP | NY-Analytical | 835 |  | % | FDA,3 |  | 0.02 | USP | USP
7A4OK459 | Residue on Ignition | Residue on Ignition | Residue on Ignition | Residue on Ignition | CHE SALICYLIC ACID USP | Analytical-Chem_NY_Salicylic Acid USP | NY-Analytical | 834 |  | % | FDA,2 |  | 0.05 | USP | USP
7A4OK459 | Related Compound B | Related Compound B | Related Compounds | Related Compounds | CHE SALICYLIC ACID USP | Analytical-Chem_NY_Salicylic Acid USP | NY-Analytical | 816 |  | % | FDA,4 |  | 0.05 | USP | USP
7A4OK459 | Related Compound A | Related Compound A | Related Compounds | Related Compounds | CHE SALICYLIC ACID USP | Analytical-Chem_NY_Salicylic Acid USP | NY-Analytical | 816 |  | % | FDA,4 |  | 0.1 | USP | USP
7A4OK459 | Phenol | Phenol | Related Compounds | Related Compounds | CHE SALICYLIC ACID USP | Analytical-Chem_NY_Salicylic Acid USP | NY-Analytical | 816 |  | % | FDA,4 |  | 0.01 | USP | USP
7A4OK459 | Loss on Drying | Loss on Drying | Loss on Drying | Loss on Drying | CHE SALICYLIC ACID USP | Analytical-Chem_NY_Salicylic Acid USP | NY-Analytical | 802 |  | % | FDA,3 |  | 0.5 | USP | USP
7A4OK459 | Impurity | Impurity | Related Compounds | Related Compounds | CHE SALICYLIC ACID USP | Analytical-Chem_NY_Salicylic Acid USP | NY-Analytical | 816 |  | % | FDA,4 |  | 0.05 | USP | USP
7A4OK459 | Identification B | Identification B | Identification B | Identification B | CHE SALICYLIC ACID USP | Analytical-Chem_NY_Salicylic Acid USP | NY-Analytical | 456 | Conforms (Done) |  |  |  |  | USP/NF | USP_NF
7A4OK459 | Identification A | Identification A | Identification A | Identification A | CHE SALICYLIC ACID USP | Analytical-Chem_NY_Salicylic Acid USP | NY-Analytical | 455 | Conforms (Done) |  |  |  |  | USP/NF | USP_NF
7A4OK459 | Heavy Metals | Heavy Metals | Heavy Metals | Heavy Metals | CHE SALICYLIC ACID USP | Analytical-Chem_NY_Salicylic Acid USP | NY-Analytical | 833 |  | ug/g | FDA,0 |  | <20 | USP | USP
7A4OK459 | Chloride | Chloride | Chloride | Chloride | CHE SALICYLIC ACID USP | Analytical-Chem_NY_Salicylic Acid USP | NY-Analytical | 832 |  | % | FDA,3 |  | 0.014 | USP | USP
7A4OK459 | Certificate of Analysis | Certificate of Analysis | Certificate of Analysis | Certificate of Analysis | CHE SALICYLIC ACID USP | Analytical-Chem_NY_Salicylic Acid USP | NY-Analytical | 743 | Conforms (Done) |  |  |  |  | Default | Default
7A4OK459 | Assay | Assay | Assay | Assay | CHE SALICYLIC ACID USP | Analytical-Chem_NY_Salicylic Acid USP | NY-Analytical | 796 |  | % | FDA,1 | 98 | 102 | USP/NF | USP_NF
7O4OH460 | Certificate of Analysis | Certificate of Analysis | Certificate of Analysis | Certificate of Analysis | CHE SOOTHEX | MASTER - Microbiology - J&J Chemical Testing) | NY-Analytical | 743 | Conforms (Done) |  |  |  |  | Default | Default
7F4BP869 | Odor (TM 208) | Odor | Chemical Inspection | Chemical Inspection | Citric Acid Anhydrous - USP | Analytical - Chem_NY_Citric Acid Anhydrous - USP | NY-Analytical | 792 | Conforms (Done) |  |  |  |  | TM 208 | TM208
7F4BP869 | IR Identification | IR Identification | Identification | Identification | Citric Acid Anhydrous - USP | Analytical - Chem_NY_Citric Acid Anhydrous - USP | NY-Analytical | 390 | Conforms (Done) |  |  |  |  | TM 411 | TM411
7F4BP869 | Contamination (TM 208) | Contamination | Chemical Inspection | Chemical Inspection | Citric Acid Anhydrous - USP | Analytical - Chem_NY_Citric Acid Anhydrous - USP | NY-Analytical | 792 | Conforms (Done) |  |  |  |  | TM 208 | TM208
7F4BP869 | Color (TM 208) | Color | Chemical Inspection | Chemical Inspection | Citric Acid Anhydrous - USP | Analytical - Chem_NY_Citric Acid Anhydrous - USP | NY-Analytical | 792 | Conforms (Done) |  |  |  |  | TM 208 | TM208
7F4BP869 | Certificate of Analysis | Certificate of Analysis | Certificate of Analysis | Certificate of Analysis | Citric Acid Anhydrous - USP | Analytical - Chem_NY_Citric Acid Anhydrous - USP | NY-Analytical | 743 | Conforms (Done) |  |  |  |  | COA | COA
7F4BP869 | Appearance (TM 208) | Appearance | Chemical Inspection | Chemical Inspection | Citric Acid Anhydrous - USP | Analytical - Chem_NY_Citric Acid Anhydrous - USP | NY-Analytical | 792 | Conforms (Done) |  |  |  |  | TM 208 | TM208
7B4OA242 | Odor (TM 208) | Odor | Chemical Inspection | Chemical Inspection | Citric Acid USP Anhydrous Granular | Analytical - Chem_48A | NY-Analytical | 792 | Conforms (Done) |  |  |  |  | TM208/220/230/USP/Kao LM | TM208
7B4OA242 | IR Identification | IR Identification | Identification | Identification | Citric Acid USP Anhydrous Granular | Analytical - Chem_48A | NY-Analytical | 390 | Conforms (Done) |  |  |  |  | TM 411 | TM411
7B4OA242 | Contamination (TM 208) | Contamination | Chemical Inspection | Chemical Inspection | Citric Acid USP Anhydrous Granular | Analytical - Chem_48A | NY-Analytical | 792 | Conforms (Done) |  |  |  |  | TM208/220/230/USP/Kao LM | TM208
7B4OA242 | Color (TM 208) | Color | Chemical Inspection | Chemical Inspection | Citric Acid USP Anhydrous Granular | Analytical - Chem_48A | NY-Analytical | 792 | Conforms (Done) |  |  |  |  | TM208/220/230/USP/Kao LM | TM208
7B4OA242 | Certificate of Analysis | Certificate of Analysis | Certificate of Analysis | Certificate of Analysis | Citric Acid USP Anhydrous Granular | Analytical - Chem_48A | NY-Analytical | 743 | Conforms (Done) |  |  |  |  | Default | Default
7B4OA242 | Appearance (TM 208) | Appearance | Chemical Inspection | Chemical Inspection | Citric Acid USP Anhydrous Granular | Analytical - Chem_48A | NY-Analytical | 792 | Conforms (Done) |  |  |  |  | TM208/220/230/USP/Kao LM | TM208
7E4OP203 | pH (10% w/v aqueous solution) | pH (10% w/v aqueous Solution) | pH | pH | Cocamidopropyl Dimonium Chloride Phosphate RI-1059 | Analytical - Chem_NY_Cocamidopropyl Dimonium Chloride Phosphate RI-1059 | NY-Analytical | 398 |  |  | FDA,1 | 6.5 | 7.5 | TM 200 | TM200
7E4OP203 | Odor (TM 208) | Odor | Chemical Inspection | Chemical Inspection | Cocamidopropyl Dimonium Chloride Phosphate RI-1059 | Analytical - Chem_NY_Cocamidopropyl Dimonium Chloride Phosphate RI-1059 | NY-Analytical | 792 | Conforms (Done) |  |  |  |  | TM208/220/230/USP/Kao LM | TM208
7E4OP203 | IR Identification | IR Identification | Identification | Identification | Cocamidopropyl Dimonium Chloride Phosphate RI-1059 | Analytical - Chem_NY_Cocamidopropyl Dimonium Chloride Phosphate RI-1059 | NY-Analytical | 390 | Conforms (Done) |  |  |  |  | TM 411 | TM411
7E4OP203 | Color (TM 230) | Color | Chemical Inspection | Chemical Inspection | Cocamidopropyl Dimonium Chloride Phosphate RI-1059 | Analytical - Chem_NY_Cocamidopropyl Dimonium Chloride Phosphate RI-1059 | NY-Analytical | 792 |  |  | FDA,0 |  | 6 | TM208/220/230/USP/Kao LM | TM208
7E4OP203 | Certificate of Analysis | Certificate of Analysis | Certificate of Analysis | Certificate of Analysis | Cocamidopropyl Dimonium Chloride Phosphate RI-1059 | Analytical - Chem_NY_Cocamidopropyl Dimonium Chloride Phosphate RI-1059 | NY-Analytical | 743 | Conforms (Done) |  |  |  |  | Default | Default
7E4OP203 | Appearance (TM 208) | Appearance | Chemical Inspection | Chemical Inspection | Cocamidopropyl Dimonium Chloride Phosphate RI-1059 | Analytical - Chem_NY_Cocamidopropyl Dimonium Chloride Phosphate RI-1059 | NY-Analytical | 792 | Conforms (Done) |  |  |  |  | TM208/220/230/USP/Kao LM | TM208
7O4OD419 | Odor (TM 208) | Odor | Chemical Inspection | Chemical Inspection | Coconut Fatty Acid | Analytical - Chem_138A | NY-Analytical | 792 | Conforms (Done) |  |  |  |  | TM208/220/230/USP/Kao LM | TM208
7O4OD419 | IR Identification | IR Identification | Identification | Identification | Coconut Fatty Acid | Analytical - Chem_138A | NY-Analytical | 390 | Conforms (Done) |  |  |  |  | TM 411 | TM411
7O4OD419 | Contamination (TM 208) | Contamination | Chemical Inspection | Chemical Inspection | Coconut Fatty Acid | Analytical - Chem_138A | NY-Analytical | 792 | Conforms (Done) |  |  |  |  | TM208/220/230/USP/Kao LM | TM208
7O4OD419 | Color (TM 208) | Color | Chemical Inspection | Chemical Inspection | Coconut Fatty Acid | Analytical - Chem_138A | NY-Analytical | 792 | Conforms (Done) |  |  |  |  | TM208/220/230/USP/Kao LM | TM208
7O4OD419 | Certificate of Analysis | Certificate of Analysis | Certificate of Analysis | Certificate of Analysis | Coconut Fatty Acid | Analytical - Chem_138A | NY-Analytical | 743 | Conforms (Done) |  |  |  |  | Default | Default
7O4OD419 | Appearance (TM 208) | Appearance | Chemical Inspection | Chemical Inspection | Coconut Fatty Acid | Analytical - Chem_138A | NY-Analytical | 792 | Conforms (Done) |  |  |  |  | TM208/220/230/USP/Kao LM | TM208
7B4OP230 | Certificate of Analysis | Certificate of Analysis | Certificate of Analysis | Certificate of Analysis | Cosvat (Elestab CPN Ultra Pure) | Analytical - Chem_NY_Cosvat (Elestab CPN Ultra Pure) | NY-Analytical | 743 | Conforms (Done) |  |  |  |  | Default | Default
7O4OA709 | SG | Spacific Gravity | Specific Gravity at 25�C | Specific Gravity at 25°C | Cucumber Extract # 11-19-3 | Analytical-Chem_NY_Cucumber Extract # 11-19-3 | NY-Analytical | 402 |  |  | FDA,3 | 1.034 | 1.044 | TM 202 | TM202
7O4OA709 | Refractive Index at 20°C | Refractive Index at 20°C | Refractive Index at 20°C | Refractive Index at 20°C | Cucumber Extract # 11-19-3 | Analytical-Chem_NY_Cucumber Extract # 11-19-3 | NY-Analytical | 798 |  |  | FDA,3 | 1.42 | 1.43 | TM 204 | TM204
7O4OA709 | Description (TM 208) | Description | Chemical Inspection | Chemical Inspection | Cucumber Extract # 11-19-3 | Analytical-Chem_NY_Cucumber Extract # 11-19-3 | NY-Analytical | 792 | Conforms (Done) |  |  |  |  | TM 208 | TM208
7O4OA709 | Contamination (TM 208) | Contamination | Chemical Inspection | Chemical Inspection | Cucumber Extract # 11-19-3 | Analytical-Chem_NY_Cucumber Extract # 11-19-3 | NY-Analytical | 792 | Conforms (Done) |  |  |  |  | TM 208 | TM208
7O4OA709 | Certificate of Analysis | Certificate of Analysis | Certificate of Analysis | Certificate of Analysis | Cucumber Extract # 11-19-3 | Analytical-Chem_NY_Cucumber Extract # 11-19-3 | NY-Analytical | 743 | Conforms (Done) |  |  |  |  | Default | Default
7O4OA709 | Certificate of Analysis | Certificate of Analysis | Certificate of Analysis | Certificate of Analysis | Cucumber Extract # 11-19-3 | Analytical-Chem_NY_Cucumber Extract # 11-19-3 | NY-Analytical | 743 | [5 empty] | Default | Default
7B4OM799 | SG | Spacific Gravity | Specific Gravity at 25�C | Specific Gravity at 25°C | Cucumber Extract in Glycerin NP | Analytical - Chem_NY_Lipotec_Cucumber Extract in Glycerin | NY-Analytical | 402 |  |  | FDA,3 | 1.25 | 1.29 | TM 202 | TM202
7B4OM799 | Refractive Index | Refractive Index | Refractive Index at 25�C | Refractive Index at 25°C | Cucumber Extract in Glycerin NP | Analytical - Chem_NY_Lipotec_Cucumber Extract in Glycerin | NY-Analytical | 451 |  |  | FDA,3 | 1.45 | 1.49 | TM 204 | TM204
7B4OM799 | Odor (TM 208) | Odor | Chemical Inspection | Chemical Inspection | Cucumber Extract in Glycerin NP | Analytical - Chem_NY_Lipotec_Cucumber Extract in Glycerin | NY-Analytical | 792 | Conforms (Done) |  |  |  |  | TM 208 | TM208
7B4OM799 | IR Identification | IR Identification | Identification | Identification | Cucumber Extract in Glycerin NP | Analytical - Chem_NY_Lipotec_Cucumber Extract in Glycerin | NY-Analytical | 390 | Conforms (Done) |  |  |  |  | TM 411 | TM411
7B4OM799 | Contamination (TM 208) | Contamination | Chemical Inspection | Chemical Inspection | Cucumber Extract in Glycerin NP | Analytical - Chem_NY_Lipotec_Cucumber Extract in Glycerin | NY-Analytical | 792 | Conforms (Done) |  |  |  |  | TM 208 | TM208
7B4OM799 | Color (TM 208) | Color | Chemical Inspection | Chemical Inspection | Cucumber Extract in Glycerin NP | Analytical - Chem_NY_Lipotec_Cucumber Extract in Glycerin | NY-Analytical | 792 | Conforms (Done) |  |  |  |  | TM 208 | TM208
7B4OM799 | Certificate of Analysis | Certificate of Analysis | Certificate of Analysis | Certificate of Analysis | Cucumber Extract in Glycerin NP | Analytical - Chem_NY_Lipotec_Cucumber Extract in Glycerin | NY-Analytical | 743 | Conforms (Done) |  |  |  |  | Default | Default
7B4OM799 | Appearance (TM 208) | Appearance | Chemical Inspection | Chemical Inspection | Cucumber Extract in Glycerin NP | Analytical - Chem_NY_Lipotec_Cucumber Extract in Glycerin | NY-Analytical | 792 | Conforms (Done) |  |  |  |  | TM 208 | TM208
7A4OP205 | Odor (TM 208) | Odor | Chemical Inspection | Chemical Inspection | Cucumis Sativus (Cucumber) Fruit Rxtract | Analytical - Chem_NY_Cucumis Sativus Fruit Extract | NY-Analytical | 792 | Conforms (Done) |  |  |  |  | TM 208 | TM208
7A4OP205 | IR Identification (TM 411) | IR Identification | Identification | Identification | Cucumis Sativus (Cucumber) Fruit Rxtract | Analytical - Chem_NY_Cucumis Sativus Fruit Extract | NY-Analytical | 390 | Conforms (Done) |  |  |  |  | TM 411 | TM411
7A4OP205 | Contamination (TM 208) | Contamination | Chemical Inspection | Chemical Inspection | Cucumis Sativus (Cucumber) Fruit Rxtract | Analytical - Chem_NY_Cucumis Sativus Fruit Extract | NY-Analytical | 792 | Conforms (Done) |  |  |  |  | TM 208 | TM208
7A4OP205 | Color (TM 208) | Color | Chemical Inspection | Chemical Inspection | Cucumis Sativus (Cucumber) Fruit Rxtract | Analytical - Chem_NY_Cucumis Sativus Fruit Extract | NY-Analytical | 792 | Conforms (Done) |  |  |  |  | TM 208 | TM208
7A4OP205 | Certificate of Analysis | Certificate of Analysis | Certificate of Analysis | Certificate of Analysis | Cucumis Sativus (Cucumber) Fruit Rxtract | Analytical - Chem_NY_Cucumis Sativus Fruit Extract | NY-Analytical | 743 | Conforms (Done) |  |  |  |  | Default | Default
7A4OP205 | Appearance (TM 208) | Appearance | Chemical Inspection | Chemical Inspection | Cucumis Sativus (Cucumber) Fruit Rxtract | Analytical - Chem_NY_Cucumis Sativus Fruit Extract | NY-Analytical | 792 | Conforms (Done) |  |  |  |  | TM 208 | TM208
7A4OX231 | Spectrophotometric | Spectrophotometric | Identification | Identification | D&C Yellow 10 (D&C Grade) | Analytical-Chem_NY_D&C Yellow 10 | NY-Analytical | 390 |  | λ | FDA,0 | 408 | 416 | TM 3014 | TM3014
7A4OX231 | Spectrophotometric | Spectrophotometric | Total Color | Total Color | D&C Yellow 10 (D&C Grade) | Analytical-Chem_NY_D&C Yellow 10 | NY-Analytical | 1061 |  | % | FDA,0 | 85 |  | TM 3014 | TM3014
7A4OX231 | Physical Properties | Physical Properties | Appearance | Appearance | D&C Yellow 10 (D&C Grade) | Analytical-Chem_NY_D&C Yellow 10 | NY-Analytical | 397 | Conforms (Done) |  |  |  |  | TM 208 | TM208
7A4OX231 | Certificate of Analysis | Certificate of Analysis | Certificate of Analysis | Certificate of Analysis | D&C Yellow 10 (D&C Grade) | Analytical-Chem_NY_D&C Yellow 10 | NY-Analytical | 743 | Conforms (Done) |  |  |  |  | Default | Default
7A4OU351 | Specific Gravity @ 15.56°C | Specific Gravity at 15.56°C | Specific Gravity @ 15.56°C/ 60° F | Specific Gravity at 15.56°C | Dehydrated Alcohol USP | Analytical-Chem_NY_Dehydrated Alcohol USP | NY-Analytical | 822 |  |  | FDA,4 |  | 0.7962 | TM 202 | TM202
7A4OU351 | Odor (TM 208) | Odor | Chemical Inspection | Chemical Inspection | Dehydrated Alcohol USP | Analytical-Chem_NY_Dehydrated Alcohol USP | NY-Analytical | 792 | Conforms (Done) |  |  |  |  | TM 208 | TM208
7A4OU351 | IR Identification (TM 411) | IR Identification | Identification | Identification | Dehydrated Alcohol USP | Analytical-Chem_NY_Dehydrated Alcohol USP | NY-Analytical | 390 | Conforms (Done) |  |  |  |  | TM 411 | TM411
7A4OU351 | Contamination (TM 208) | Contamination | Chemical Inspection | Chemical Inspection | Dehydrated Alcohol USP | Analytical-Chem_NY_Dehydrated Alcohol USP | NY-Analytical | 792 | Conforms (Done) |  |  |  |  | TM 208 | TM208
7A4OU351 | Color (TM 208) | Color | Chemical Inspection | Chemical Inspection | Dehydrated Alcohol USP | Analytical-Chem_NY_Dehydrated Alcohol USP | NY-Analytical | 792 | Conforms (Done) |  |  |  |  | TM 208 | TM208
7A4OU351 | Certificate of Analysis (ELLI) | Certificate of Analysis | Certificate of Analysis | Certificate of Analysis | Dehydrated Alcohol USP | Analytical-Chem_NY_Dehydrated Alcohol USP | NY-Analytical | 743 | Conforms (Done) |  |  |  |  | COA | COA
7A4OU351 | Certificate of Analysis | Certificate of Analysis | Certificate of Analysis | Certificate of Analysis | Dehydrated Alcohol USP | Analytical-Chem_NY_Dehydrated Alcohol USP | NY-Analytical | 743 | Conforms (Done) |  |  |  |  | COA | COA
7A4OU351 | Appearance (TM 208) | Appearance | Chemical Inspection | Chemical Inspection | Dehydrated Alcohol USP | Analytical-Chem_NY_Dehydrated Alcohol USP | NY-Analytical | 792 | Conforms (Done) |  |  |  |  | TM 208 | TM208
7O4DH247 | SG | Spacific Gravity | Specific Gravity at 20�C | Specific Gravity at 20°C | Dequest 7000 | Analytical - Chem_201A | NY-Analytical | 432 |  |  | FDA,3 | 1.27 | 1.31 | TM 202 | TM202
7O4DH247 | Odor (TM 208) | Odor | Chemical Inspection | Chemical Inspection | Dequest 7000 | Analytical - Chem_201A | NY-Analytical | 792 | Conforms (Done) |  |  |  |  | TM208/220/230/USP/Kao LM | TM208
7O4DH247 | Contamination (TM 208) | Contamination | Chemical Inspection | Chemical Inspection | Dequest 7000 | Analytical - Chem_201A | NY-Analytical | 792 | Conforms (Done) |  |  |  |  | TM208/220/230/USP/Kao LM | TM208
7O4DH247 | Color (TM 230) | Color | Chemical Inspection | Chemical Inspection | Dequest 7000 | Analytical - Chem_201A | NY-Analytical | 792 |  |  | FDA,1 |  | 2 | TM208/220/230/USP/Kao LM | TM208
7O4DH247 | Certificate of Analysis | Certificate of Analysis | Certificate of Analysis | Certificate of Analysis | Dequest 7000 | Analytical - Chem_201A | NY-Analytical | 743 | Conforms (Done) |  |  |  |  | Default | Default
7O4DH247 | Appearance (TM 208) | Appearance | Chemical Inspection | Chemical Inspection | Dequest 7000 | Analytical - Chem_201A | NY-Analytical | 792 | Conforms (Done) |  |  |  |  | TM208/220/230/USP/Kao LM | TM208
7B4OP203 | Solubility (1% w/v aqueous solution) | Solubility (1% w/v aqueous solution) | Solutions and Solubility | Solutions and Solubility | Diazolidinyl Urea – RI-1157 | Analytical - Chem_NY_Diazolidinyl Urea – RI-1157 | NY-Analytical | 891 | Conforms (Done) |  |  |  |  | TM 222 | TM222
7B4OP203 | pH (1% w/v aqueous solution) | pH (1% w/v aqueous Solution) | pH | pH | Diazolidinyl Urea – RI-1157 | Analytical - Chem_NY_Diazolidinyl Urea – RI-1157 | NY-Analytical | 398 |  |  | FDA,1 | 6.5 | 8 | TM 200 | TM200
7B4OP203 | Odor (TM 208) | Odor | Chemical Inspection | Chemical Inspection | Diazolidinyl Urea – RI-1157 | Analytical - Chem_NY_Diazolidinyl Urea – RI-1157 | NY-Analytical | 792 | Conforms (Done) |  |  |  |  | TM208/220/230/USP/Kao LM | TM208
7B4OP203 | IR Identification | IR Identification | Identification | Identification | Diazolidinyl Urea – RI-1157 | Analytical - Chem_NY_Diazolidinyl Urea – RI-1157 | NY-Analytical | 390 | Conforms (Done) |  |  |  |  | TM 411 | TM411
7B4OP203 | Color (TM 208) | Color | Chemical Inspection | Chemical Inspection | Diazolidinyl Urea – RI-1157 | Analytical - Chem_NY_Diazolidinyl Urea – RI-1157 | NY-Analytical | 792 | Conforms (Done) |  |  |  |  | TM208/220/230/USP/Kao LM | TM208
7B4OP203 | Certificate of Analysis | Certificate of Analysis | Certificate of Analysis | Certificate of Analysis | Diazolidinyl Urea – RI-1157 | Analytical - Chem_NY_Diazolidinyl Urea – RI-1157 | NY-Analytical | 743 | Conforms (Done) |  |  |  |  | Default | Default
7B4OP203 | Appearance (TM 208) | Appearance | Chemical Inspection | Chemical Inspection | Diazolidinyl Urea – RI-1157 | Analytical - Chem_NY_Diazolidinyl Urea – RI-1157 | NY-Analytical | 792 | Conforms (Done) |  |  |  |  | TM208/220/230/USP/Kao LM | TM208
7D4OQ028 | Refractive Index at 20°C | Refractive Index at 20°C | Refractive Index at 20°C | Refractive Index at 20°C | Dicaprylyl Ether | Analytical-Chem_NY_Dicaprylyl Ether | NY-Analytical | 798 |  |  | FDA,3 | 1.431 | 1.435 | TM 204 | TM204
7D4OQ028 | Odor (TM 208) | Odor | Chemical Inspection | Chemical Inspection | Dicaprylyl Ether | Analytical-Chem_NY_Dicaprylyl Ether | NY-Analytical | 792 | Conforms (Done) |  |  |  |  | TM208/220/230/USP/Kao LM | TM208
7D4OQ028 | IR Identification | IR Identification | Identification | Identification | Dicaprylyl Ether | Analytical-Chem_NY_Dicaprylyl Ether | NY-Analytical | 390 | Conforms (Done) |  |  |  |  | TM 411 | TM411
7D4OQ028 | Contamination (TM 208) | Contamination | Chemical Inspection | Chemical Inspection | Dicaprylyl Ether | Analytical-Chem_NY_Dicaprylyl Ether | NY-Analytical | 792 | Conforms (Done) |  |  |  |  | TM208/220/230/USP/Kao LM | TM208
7D4OQ028 | Color (TM 208) | Color | Chemical Inspection | Chemical Inspection | Dicaprylyl Ether | Analytical-Chem_NY_Dicaprylyl Ether | NY-Analytical | 792 | Conforms (Done) |  |  |  |  | TM208/220/230/USP/Kao LM | TM208
7D4OQ028 | Certificate of Analysis | Certificate of Analysis | Certificate of Analysis | Certificate of Analysis | Dicaprylyl Ether | Analytical-Chem_NY_Dicaprylyl Ether | NY-Analytical | 743 | Conforms (Done) |  |  |  |  | Default | Default
7D4OQ028 | Appearance (TM 208) | Appearance | Chemical Inspection | Chemical Inspection | Dicaprylyl Ether | Analytical-Chem_NY_Dicaprylyl Ether | NY-Analytical | 792 | Conforms (Done) |  |  |  |  | TM208/220/230/USP/Kao LM | TM208
7A4AA580 | pH | pH | pH as is | pH | Disodium Cocoamphodipropinate | Analytical-Chem_NY_Disodium Cocoamphodipropinate | IN-Analytical | 447 |  |  | FDA,1 | 9 | 10 | TM 200 | TM200
7A4AA580 | Odor (TM 208) | Odor | Chemical Inspection | Chemical Inspection | Disodium Cocoamphodipropinate | Analytical-Chem_NY_Disodium Cocoamphodipropinate | IN-Analytical | 792 | Conforms (Done) |  |  |  |  | TM208/220/230/USP/Kao LM | TM208
7A4AA580 | IR Identification (TM 411) | IR Identification | Identification | Identification | Disodium Cocoamphodipropinate | Analytical-Chem_NY_Disodium Cocoamphodipropinate | IN-Analytical | 390 | Conforms (Done) |  |  |  |  | TM 411 | TM411
7A4AA580 | Contamination (TM 208) | Contamination | Chemical Inspection | Chemical Inspection | Disodium Cocoamphodipropinate | Analytical-Chem_NY_Disodium Cocoamphodipropinate | IN-Analytical | 792 | Conforms (Done) |  |  |  |  | TM208/220/230/USP/Kao LM | TM208
7A4AA580 | Color (TM 208) | Color | Chemical Inspection | Chemical Inspection | Disodium Cocoamphodipropinate | Analytical-Chem_NY_Disodium Cocoamphodipropinate | IN-Analytical | 792 | Conforms (Done) |  |  |  |  | TM208/220/230/USP/Kao LM | TM208
7A4AA580 | Certificate of Analysis | Certificate of Analysis | Certificate of Analysis | Certificate of Analysis | Disodium Cocoamphodipropinate | Analytical-Chem_NY_Disodium Cocoamphodipropinate | IN-Analytical | 743 | Conforms (Done) |  |  |  |  | COA | COA
7A4AA580 | Appearance (TM 208) | Appearance | Chemical Inspection | Chemical Inspection | Disodium Cocoamphodipropinate | Analytical-Chem_NY_Disodium Cocoamphodipropinate | IN-Analytical | 792 | Conforms (Done) |  |  |  |  | TM208/220/230/USP/Kao LM | TM208
7D4OQ214 | pH (5% Solution) | pH (5% Solution) | pH | pH | Disodium EDTA | Analytical - Chem_93A | NY-Analytical | 398 |  |  | FDA,1 | 4 | 6 | TM 200 | TM200
7D4OQ214 | Odor (TM 208) | Odor | Chemical Inspection | Chemical Inspection | Disodium EDTA | Analytical - Chem_93A | NY-Analytical | 792 | Conforms (Done) |  |  |  |  | TM208/220/230/USP/Kao LM | TM208
7D4OQ214 | IR Identification | IR Identification | Identification | Identification | Disodium EDTA | Analytical - Chem_93A | NY-Analytical | 390 | Conforms (Done) |  |  |  |  | TM 411 | TM411
7D4OQ214 | Contamination (TM 208) | Contamination | Chemical Inspection | Chemical Inspection | Disodium EDTA | Analytical - Chem_93A | NY-Analytical | 792 | Conforms (Done) |  |  |  |  | TM208/220/230/USP/Kao LM | TM208
7D4OQ214 | Color (TM 208) | Color | Chemical Inspection | Chemical Inspection | Disodium EDTA | Analytical - Chem_93A | NY-Analytical | 792 | Conforms (Done) |  |  |  |  | TM 208 | TM208
7D4OQ214 | Certificate of Analysis | Certificate of Analysis | Certificate of Analysis | Certificate of Analysis | Disodium EDTA | Analytical - Chem_93A | NY-Analytical | 743 | Conforms (Done) |  |  |  |  | Default | Default
7D4OQ214 | Appearance (TM 208) | Appearance | Chemical Inspection | Chemical Inspection | Disodium EDTA | Analytical - Chem_93A | NY-Analytical | 792 | Conforms (Done) |  |  |  |  | TM208/220/230/USP/Kao LM | TM208
7B4OQ794 | Residual Solvents | Residual Solvents | Residual Solvents | Residual Solvents | Disodium EDTA-USP | Analytical-Chem_NY_Disodium EDTA-USP | NY-Analytical | 841 | Conforms (Done) |  |  |  |  | USP-EDTA | USP_EDTA
7B4OQ794 | Nitrilotriacetic Acid | Nitrilotriacetic Acid | Nitrilotriacetic Acid | Nitrilotriacetic Acid | Disodium EDTA-USP | Analytical-Chem_NY_Disodium EDTA-USP | NY-Analytical | 842 |  | % | FDA,1 |  | 0.1 | USP | USP
7B4OQ794 | Loss on Drying Final | Loss on Drying Final | Loss on Drying | Loss on Drying | Disodium EDTA-USP | Analytical-Chem_NY_Disodium EDTA-USP | NY-Analytical | 802 |  | % | FDA,1 | 8.7 | 11.4 | USP | USP
7B4OQ794 | Loss on Drying | Loss on Drying | Loss on Drying | Loss on Drying | Disodium EDTA-USP | Analytical-Chem_NY_Disodium EDTA-USP | NY-Analytical | 802 |  | % | FDA,1 | 8.7 | 11.4 | USP | USP
7B4OQ794 | Identification C | Identification C | Identification - USP | Identification USP | Disodium EDTA-USP | Analytical-Chem_NY_Disodium EDTA-USP | NY-Analytical | 813 | Conforms (Done) |  |  |  |  | USP | USP
7B4OQ794 | Identification B | Identification B | Identification - USP | Identification USP | Disodium EDTA-USP | Analytical-Chem_NY_Disodium EDTA-USP | NY-Analytical | 813 | Conforms (Done) |  |  |  |  | USP | USP
7B4OQ794 | Identification A | Identification A | Identification - USP | Identification USP | Disodium EDTA-USP | Analytical-Chem_NY_Disodium EDTA-USP | NY-Analytical | 813 | Conforms (Done) |  |  |  |  | USP | USP
7B4OQ794 | Heavy Metals | Heavy Metals | Heavy Metals | Heavy Metals | Disodium EDTA-USP | Analytical-Chem_NY_Disodium EDTA-USP | NY-Analytical | 833 |  | % | FDA,3 |  | 0.005 | USP | USP
7B4OQ794 | Certificate of Analysis | Certificate of Analysis | Certificate of Analysis | Certificate of Analysis | Disodium EDTA-USP | Analytical-Chem_NY_Disodium EDTA-USP | NY-Analytical | 743 | Conforms (Done) |  |  |  |  | Default | Default
7B4OQ794 | Calcium | Calcium | Calcium | Calcium | Disodium EDTA-USP | Analytical-Chem_NY_Disodium EDTA-USP | NY-Analytical | 843 | Conforms (Done) |  |  |  |  | USP | USP
7B4OQ794 | Assay Final | Assay Final | Assay | Assay | Disodium EDTA-USP | Analytical-Chem_NY_Disodium EDTA-USP | NY-Analytical | 796 |  | % | FDA,1 | 99 | 101 | USP | USP
7B4OQ794 | Assay | Assay | Assay | Assay | Disodium EDTA-USP | Analytical-Chem_NY_Disodium EDTA-USP | NY-Analytical | 796 |  | % | FDA,1 | 99 | 101 | USP | USP
7B4OQ209 | Odor (TM 208) | Odor | Chemical Inspection | Chemical Inspection | Disodium Phosphate Food Grade | Analytical - Chem_61A | NY-Analytical | 792 | Conforms (Done) |  |  |  |  | TM208/220/230/USP/Kao LM | TM208
7B4OQ209 | Odor (TM 208) | Odor | Chemical Inspection | Chemical Inspection | Disodium Phosphate Food Grade | Analytical - Chem_61A | NY-Analytical | 792 | [5 empty] | TM208/220/230/USP/Kao LM | TM208
7B4OQ209 | IR Identification | IR Identification | Identification | Identification | Disodium Phosphate Food Grade | Analytical - Chem_61A | NY-Analytical | 390 | Conforms (Done) |  |  |  |  | TM 411 | TM411
7B4OQ209 | IR Identification | IR Identification | Identification | Identification | Disodium Phosphate Food Grade | Analytical - Chem_61A | NY-Analytical | 390 | [5 empty] | TM 411 | TM411
7B4OQ209 | Contamination (TM 208) | Contamination | Chemical Inspection | Chemical Inspection | Disodium Phosphate Food Grade | Analytical - Chem_61A | NY-Analytical | 792 | Conforms (Done) |  |  |  |  | TM208/220/230/USP/Kao LM | TM208
7B4OQ209 | Contamination (TM 208) | Contamination | Chemical Inspection | Chemical Inspection | Disodium Phosphate Food Grade | Analytical - Chem_61A | NY-Analytical | 792 | [5 empty] | TM208/220/230/USP/Kao LM | TM208
7B4OQ209 | Color (TM 208) | Color | Chemical Inspection | Chemical Inspection | Disodium Phosphate Food Grade | Analytical - Chem_61A | NY-Analytical | 792 | [5 empty] | TM208/220/230/USP/Kao LM | TM208
7B4OQ209 | Color (TM 208) | Color | Chemical Inspection | Chemical Inspection | Disodium Phosphate Food Grade | Analytical - Chem_61A | NY-Analytical | 792 | Conforms (Done) |  |  |  |  | TM208/220/230/USP/Kao LM | TM208
7B4OQ209 | Certificate of Analysis | Certificate of Analysis | Certificate of Analysis | Certificate of Analysis | Disodium Phosphate Food Grade | Analytical - Chem_61A | NY-Analytical | 743 | Conforms (Done) |  |  |  |  | Default | Default
7B4OQ209 | Certificate of Analysis | Certificate of Analysis | Certificate of Analysis | Certificate of Analysis | Disodium Phosphate Food Grade | Analytical - Chem_61A | NY-Analytical | 743 | [5 empty] | Default | Default
7B4OQ209 | Appearance (TM 208) | Appearance | Chemical Inspection | Chemical Inspection | Disodium Phosphate Food Grade | Analytical - Chem_61A | NY-Analytical | 792 | Conforms (Done) |  |  |  |  | TM208/220/230/USP/Kao LM | TM208
7B4OQ209 | Appearance (TM 208) | Appearance | Chemical Inspection | Chemical Inspection | Disodium Phosphate Food Grade | Analytical - Chem_61A | NY-Analytical | 792 | [5 empty] | TM208/220/230/USP/Kao LM | TM208
7A4OM002 | pH (1% w/v aqueous solution) | pH (1% w/v aqueous Solution) | pH | pH | Dissolvine GL-47-S | Analytical - Chem_NY_ Dissolvine GL-47-S | NY-Analytical | 398 |  |  | FDA,1 | 11 | 11.8 | TM 200 | TM200
7A4OM002 | Odor (TM 208) | Odor | Chemical Inspection | Chemical Inspection | Dissolvine GL-47-S | Analytical - Chem_NY_ Dissolvine GL-47-S | NY-Analytical | 792 | Conforms (Done) |  |  |  |  | TM 208 | TM208
7A4OM002 | IR Identification (TM 411) | IR Identification | Identification | Identification | Dissolvine GL-47-S | Analytical - Chem_NY_ Dissolvine GL-47-S | NY-Analytical | 390 | Conforms (Done) |  |  |  |  | TM 411 | TM411
7A4OM002 | Contamination (TM 208) | Contamination | Chemical Inspection | Chemical Inspection | Dissolvine GL-47-S | Analytical - Chem_NY_ Dissolvine GL-47-S | NY-Analytical | 792 | Conforms (Done) |  |  |  |  | TM 208 | TM208
7A4OM002 | Color (TM 208) | Color | Chemical Inspection | Chemical Inspection | Dissolvine GL-47-S | Analytical - Chem_NY_ Dissolvine GL-47-S | NY-Analytical | 792 | Conforms (Done) |  |  |  |  | TM 208 | TM208
7A4OM002 | Certificate of Analysis | Certificate of Analysis | Certificate of Analysis | Certificate of Analysis | Dissolvine GL-47-S | Analytical - Chem_NY_ Dissolvine GL-47-S | NY-Analytical | 743 | Conforms (Done) |  |  |  |  | Default | Default
7A4OM002 | Appearance (TM 208) | Appearance | Chemical Inspection | Chemical Inspection | Dissolvine GL-47-S | Analytical - Chem_NY_ Dissolvine GL-47-S | NY-Analytical | 792 | Conforms (Done) |  |  |  |  | TM 208 | TM208
7O4OA490 | SG | Spacific Gravity | Specific Gravity at 25�C | Specific Gravity at 25°C | Dowanol DPnP | Analytical - Chem_133A | NY-Analytical | 402 |  |  | FDA,3 | 0.909 | 0.929 | TM 202 | TM202
7O4OA490 | Odor (TM 208) | Odor | Chemical Inspection | Chemical Inspection | Dowanol DPnP | Analytical - Chem_133A | NY-Analytical | 792 | Conforms (Done) |  |  |  |  | TM208/220/230/USP/Kao LM | TM208
7O4OA490 | Odor (TM 208) | Odor | Chemical Inspection | Chemical Inspection | Dowanol DPnP | Analytical - Chem_133A | NY-Analytical | 792 | [5 empty] | TM208/220/230/USP/Kao LM | TM208
7O4OA490 | IR Identification | IR Identification | Identification | Identification | Dowanol DPnP | Analytical - Chem_133A | NY-Analytical | 390 | Conforms (Done) |  |  |  |  | TM 411 | TM411
7O4OA490 | IR Identification | IR Identification | Identification | Identification | Dowanol DPnP | Analytical - Chem_133A | NY-Analytical | 390 | [5 empty] | TM 411 | TM411
7O4OA490 | Contamination (TM 208) | Contamination | Chemical Inspection | Chemical Inspection | Dowanol DPnP | Analytical - Chem_133A | NY-Analytical | 792 | Conforms (Done) |  |  |  |  | TM208/220/230/USP/Kao LM | TM208
7O4OA490 | Contamination (TM 208) | Contamination | Chemical Inspection | Chemical Inspection | Dowanol DPnP | Analytical - Chem_133A | NY-Analytical | 792 | [5 empty] | TM208/220/230/USP/Kao LM | TM208
7O4OA490 | Color (TM 208) | Color | Chemical Inspection | Chemical Inspection | Dowanol DPnP | Analytical - Chem_133A | NY-Analytical | 792 | Conforms (Done) |  |  |  |  | TM208/220/230/USP/Kao LM | TM208
7O4OA490 | Color (TM 208) | Color | Chemical Inspection | Chemical Inspection | Dowanol DPnP | Analytical - Chem_133A | NY-Analytical | 792 | [5 empty] | TM208/220/230/USP/Kao LM | TM208
7O4OA490 | Certificate of Analysis | Certificate of Analysis | Certificate of Analysis | Certificate of Analysis | Dowanol DPnP | Analytical - Chem_133A | NY-Analytical | 743 | Conforms (Done) |  |  |  |  | Default | Default
7O4OA490 | Certificate of Analysis | Certificate of Analysis | Certificate of Analysis | Certificate of Analysis | Dowanol DPnP | Analytical - Chem_133A | NY-Analytical | 743 | [5 empty] | Default | Default
7O4OA490 | Appearance (TM 208) | Appearance | Chemical Inspection | Chemical Inspection | Dowanol DPnP | Analytical - Chem_133A | NY-Analytical | 792 | Conforms (Done) |  |  |  |  | TM208/220/230/USP/Kao LM | TM208
7O4OA490 | Appearance (TM 208) | Appearance | Chemical Inspection | Chemical Inspection | Dowanol DPnP | Analytical - Chem_133A | NY-Analytical | 792 | [5 empty] | TM208/220/230/USP/Kao LM | TM208
7A4OG169 | IR Identification | IR Identification | Identification | Identification | Dowfax C10L | Analytical - Chem_20A | NY-Analytical | 390 | Conforms (Done) |  |  |  |  | TM 411 | TM411
7A4OG169 | Contamination (TM 208) | Contamination | Chemical Inspection | Chemical Inspection | Dowfax C10L | Analytical - Chem_20A | NY-Analytical | 792 | Conforms (Done) |  |  |  |  | TM208/220/230/USP/Kao LM | TM208
7A4OG169 | Color (TM 208) | Color | Chemical Inspection | Chemical Inspection | Dowfax C10L | Analytical - Chem_20A | NY-Analytical | 792 | Conforms (Done) |  |  |  |  | TM208/220/230/USP/Kao LM | TM208
7A4OG169 | Certificate of Analysis | Certificate of Analysis | Certificate of Analysis | Certificate of Analysis | Dowfax C10L | Analytical - Chem_20A | NY-Analytical | 743 | Conforms (Done) |  |  |  |  | Default | Default
7A4OG169 | Appearance (TM 208) | Appearance | Chemical Inspection | Chemical Inspection | Dowfax C10L | Analytical - Chem_20A | NY-Analytical | 792 | Conforms (Done) |  |  |  |  | TM208/220/230/USP/Kao LM | TM208
7A4OP197 | Refractive Index at 20°C | Refractive Index at 20°C | Refractive Index at 20°C | Refractive Index at 20°C | D-Panthenol 75W | Analytical-Chem_NY_D-Panthenol 75W_01 | NY-Analytical | 798 |  |  | FDA,3 | 1.466 | 1.475 | TM 204 | TM204
7A4OP197 | pH | pH | pH | pH | D-Panthenol 75W | Analytical-Chem_NY_D-Panthenol 75W_01 | NY-Analytical | 398 |  |  | FDA,1 | 6 | 7.5 | TM 200 | TM200
7A4OP197 | Odor (TM 208) | Odor | Chemical Inspection | Chemical Inspection | D-Panthenol 75W | Analytical-Chem_NY_D-Panthenol 75W_01 | NY-Analytical | 792 | Conforms (Done) |  |  |  |  | TM 208 | TM208
7A4OP197 | IR Identification | IR Identification | Identification | Identification | D-Panthenol 75W | Analytical-Chem_NY_D-Panthenol 75W_01 | NY-Analytical | 390 | Conforms (Done) |  |  |  |  | TM 411 | TM411
7A4OP197 | Contamination (TM 208) | Contamination | Chemical Inspection | Chemical Inspection | D-Panthenol 75W | Analytical-Chem_NY_D-Panthenol 75W_01 | NY-Analytical | 792 | Conforms (Done) |  |  |  |  | TM 208 | TM208
7A4OP197 | Color (TM 208) | Color | Chemical Inspection | Chemical Inspection | D-Panthenol 75W | Analytical-Chem_NY_D-Panthenol 75W_01 | NY-Analytical | 792 | Conforms (Done) |  |  |  |  | TM 208 | TM208
7A4OP197 | Certificate of Analysis | Certificate of Analysis | Certificate of Analysis | Certificate of Analysis | D-Panthenol 75W | Analytical-Chem_NY_D-Panthenol 75W_01 | NY-Analytical | 743 | Conforms (Done) |  |  |  |  | Default | Default
7A4OP197 | Appearance (TM 208) | Appearance | Chemical Inspection | Chemical Inspection | D-Panthenol 75W | Analytical-Chem_NY_D-Panthenol 75W_01 | NY-Analytical | 792 | Conforms (Done) |  |  |  |  | TM 208 | TM208
7O4OA234 | pH | pH | pH as is | pH | Emulgade CM | Analytical - Chem_131A | NY-Analytical | 447 |  |  | FDA,2 | 3 | 3.3 | TM 200 | TM200
7O4OA234 | Odor (TM 208) | Odor | Chemical Inspection | Chemical Inspection | Emulgade CM | Analytical - Chem_131A | NY-Analytical | 792 | Conforms (Done) |  |  |  |  | TM208/220/230/USP/Kao LM | TM208
7O4OA234 | IR Identification | IR Identification | Identification | Identification | Emulgade CM | Analytical - Chem_131A | NY-Analytical | 390 | Conforms (Done) |  |  |  |  | TM 411 | TM411
7O4OA234 | Contamination (TM 208) | Contamination | Chemical Inspection | Chemical Inspection | Emulgade CM | Analytical - Chem_131A | NY-Analytical | 792 | Conforms (Done) |  |  |  |  | TM208/220/230/USP/Kao LM | TM208
7O4OA234 | Color (TM 208) | Color | Chemical Inspection | Chemical Inspection | Emulgade CM | Analytical - Chem_131A | NY-Analytical | 792 | Conforms (Done) |  |  |  |  | TM208/220/230/USP/Kao LM | TM208
7O4OA234 | Certificate of Analysis | Certificate of Analysis | Certificate of Analysis | Certificate of Analysis | Emulgade CM | Analytical - Chem_131A | NY-Analytical | 743 | Conforms (Done) |  |  |  |  | Default | Default
7O4OA234 | Appearance (TM 208) | Appearance | Chemical Inspection | Chemical Inspection | Emulgade CM | Analytical - Chem_131A | NY-Analytical | 792 | Conforms (Done) |  |  |  |  | TM208/220/230/USP/Kao LM | TM208
7O4OP197 | pH | pH | pH | pH | Emulgade Smart/MB | Analytical-Chem_NY_Emulgade Smart/MB_01 | NY-Analytical | 398 |  |  | FDA,1 | 3 | 3.5 | TM 200 | TM200
7O4OP197 | Odor (TM 208) | Odor | Chemical Inspection | Chemical Inspection | Emulgade Smart/MB | Analytical-Chem_NY_Emulgade Smart/MB_01 | NY-Analytical | 792 | Conforms (Done) |  |  |  |  | TM 208 | TM208
7O4OP197 | IR Identification | IR Identification | Identification | Identification | Emulgade Smart/MB | Analytical-Chem_NY_Emulgade Smart/MB_01 | NY-Analytical | 390 | Conforms (Done) |  |  |  |  | TM 411 | TM411
7O4OP197 | Contamination (TM 208) | Contamination | Chemical Inspection | Chemical Inspection | Emulgade Smart/MB | Analytical-Chem_NY_Emulgade Smart/MB_01 | NY-Analytical | 792 | Conforms (Done) |  |  |  |  | TM 208 | TM208
7O4OP197 | Color (TM 208) | Color | Chemical Inspection | Chemical Inspection | Emulgade Smart/MB | Analytical-Chem_NY_Emulgade Smart/MB_01 | NY-Analytical | 792 | Conforms (Done) |  |  |  |  | TM 208 | TM208
7O4OP197 | Certificate of Analysis | Certificate of Analysis | Certificate of Analysis | Certificate of Analysis | Emulgade Smart/MB | Analytical-Chem_NY_Emulgade Smart/MB_01 | NY-Analytical | 743 | Conforms (Done) |  |  |  |  | Default | Default
7O4OP197 | Appearance (TM 208) | Appearance | Chemical Inspection | Chemical Inspection | Emulgade Smart/MB | Analytical-Chem_NY_Emulgade Smart/MB_01 | NY-Analytical | 792 | Conforms (Done) |  |  |  |  | TM 208 | TM208
7A4OQ028 | pH | pH | pH as is | pH | Emulgin VL-75 | Analytical-Chem_NY_Emulgin VL-75 | NY-Analytical | 447 |  |  | FDA,1 | 5 | 6 | TM 200 | TM200
7A4OQ028 | Odor (TM 208) | Odor | Chemical Inspection | Chemical Inspection | Emulgin VL-75 | Analytical-Chem_NY_Emulgin VL-75 | NY-Analytical | 792 | Conforms (Done) |  |  |  |  | TM208/220/230/USP/Kao LM | TM208
7A4OQ028 | IR Identification | IR Identification | Identification | Identification | Emulgin VL-75 | Analytical-Chem_NY_Emulgin VL-75 | NY-Analytical | 390 | Conforms (Done) |  |  |  |  | TM 411 | TM411
7A4OQ028 | Contamination (TM 208) | Contamination | Chemical Inspection | Chemical Inspection | Emulgin VL-75 | Analytical-Chem_NY_Emulgin VL-75 | NY-Analytical | 792 | Conforms (Done) |  |  |  |  | TM208/220/230/USP/Kao LM | TM208
7A4OQ028 | Color (TM 208) | Color | Chemical Inspection | Chemical Inspection | Emulgin VL-75 | Analytical-Chem_NY_Emulgin VL-75 | NY-Analytical | 792 | Conforms (Done) |  |  |  |  | TM208/220/230/USP/Kao LM | TM208
7A4OQ028 | Certificate of Analysis | Certificate of Analysis | Certificate of Analysis | Certificate of Analysis | Emulgin VL-75 | Analytical-Chem_NY_Emulgin VL-75 | NY-Analytical | 743 | Conforms (Done) |  |  |  |  | Default | Default
7A4OQ028 | Appearance (TM 208) | Appearance | Chemical Inspection | Chemical Inspection | Emulgin VL-75 | Analytical-Chem_NY_Emulgin VL-75 | NY-Analytical | 792 | Conforms (Done) |  |  |  |  | TM208/220/230/USP/Kao LM | TM208
7O4OP638 | Certificate of Analysis | Certificate of Analysis | Certificate of Analysis | Certificate of Analysis | Enhansys CG-100 | Analytical - Chem_192A | NY-Analytical | 743 | Conforms (Done) |  |  |  |  | Default | Default
7O4OP638 | Appearance (TM 208) | Appearance | Chemical Inspection | Chemical Inspection | Enhansys CG-100 | Analytical - Chem_192A | NY-Analytical | 792 | Conforms (Done) |  |  |  |  | TM208/220/230/USP/Kao LM | TM208
7A4OP093 | Odor (TM 208) | Odor | Chemical Inspection | Chemical Inspection | Essential Oil 27A Fragrance | Analytical - Chem_NY_Essential Oil 27A Fragrance | NY-Analytical | 792 | Conforms (Done) |  |  |  |  | TM 208 | TM208
7A4OP093 | IR Identification (TM 411) | IR Identification | Identification | Identification | Essential Oil 27A Fragrance | Analytical - Chem_NY_Essential Oil 27A Fragrance | NY-Analytical | 390 | Conforms (Done) |  |  |  |  | TM 411 | TM411
7A4OP093 | Contamination (TM 208) | Contamination | Chemical Inspection | Chemical Inspection | Essential Oil 27A Fragrance | Analytical - Chem_NY_Essential Oil 27A Fragrance | NY-Analytical | 792 | Conforms (Done) |  |  |  |  | TM 208 | TM208
7A4OP093 | Color (TM 208) | Color | Chemical Inspection | Chemical Inspection | Essential Oil 27A Fragrance | Analytical - Chem_NY_Essential Oil 27A Fragrance | NY-Analytical | 792 | Conforms (Done) |  |  |  |  | TM 208 | TM208
7A4OP093 | Certificate of Analysis | Certificate of Analysis | Certificate of Analysis | Certificate of Analysis | Essential Oil 27A Fragrance | Analytical - Chem_NY_Essential Oil 27A Fragrance | NY-Analytical | 743 | Conforms (Done) |  |  |  |  | Default | Default
7A4OP093 | Appearance (TM 208) | Appearance | Chemical Inspection | Chemical Inspection | Essential Oil 27A Fragrance | Analytical - Chem_NY_Essential Oil 27A Fragrance | NY-Analytical | 792 | Conforms (Done) |  |  |  |  | TM 208 | TM208
7O4AA580 | Odor (TM 208) | Odor | Chemical Inspection | Chemical Inspection | Ethylene Glycol Monohexyl ether | Analytical-Chem_NY_Ethylene Glycol Monohexyl Ether | NY-Analytical | 792 | Conforms (Done) |  |  |  |  | TM208/220/230/USP/Kao LM | TM208
7O4AA580 | IR Identification | IR Identification | Identification | Identification | Ethylene Glycol Monohexyl ether | Analytical-Chem_NY_Ethylene Glycol Monohexyl Ether | NY-Analytical | 390 | Conforms (Done) |  |  |  |  | TM 411 | TM411
7O4AA580 | Contamination (TM 208) | Contamination | Chemical Inspection | Chemical Inspection | Ethylene Glycol Monohexyl ether | Analytical-Chem_NY_Ethylene Glycol Monohexyl Ether | NY-Analytical | 792 | Conforms (Done) |  |  |  |  | TM208/220/230/USP/Kao LM | TM208
7O4AA580 | Color (TM 208) | Color | Chemical Inspection | Chemical Inspection | Ethylene Glycol Monohexyl ether | Analytical-Chem_NY_Ethylene Glycol Monohexyl Ether | NY-Analytical | 792 | Conforms (Done) |  |  |  |  | TM208/220/230/USP/Kao LM | TM208
7O4AA580 | Certificate of Analysis | Certificate of Analysis | Certificate of Analysis | Certificate of Analysis | Ethylene Glycol Monohexyl ether | Analytical-Chem_NY_Ethylene Glycol Monohexyl Ether | NY-Analytical | 743 | Conforms (Done) |  |  |  |  | Default | Default
7O4AA580 | Appearance (TM 208) | Appearance | Chemical Inspection | Chemical Inspection | Ethylene Glycol Monohexyl ether | Analytical-Chem_NY_Ethylene Glycol Monohexyl Ether | NY-Analytical | 792 | Conforms (Done) |  |  |  |  | TM208/220/230/USP/Kao LM | TM208
7E4OQ028 | SG | Spacific Gravity | Specific Gravity at 25�C | Specific Gravity at 25°C | Ethylhexyl Hydroxystearate | Analytical-Chem_NY_Ethylhexyl Hydroxystearate | NY-Analytical | 402 |  |  | FDA,4 | 0.892 | 0.898 | TM 202 | TM202
7E4OQ028 | Refractive Index | Refractive Index | Refractive Index at 25�C | Refractive Index at 25°C | Ethylhexyl Hydroxystearate | Analytical-Chem_NY_Ethylhexyl Hydroxystearate | NY-Analytical | 451 |  |  | FDA,4 | 1.4555 | 1.458 | TM 204 | TM204
7E4OQ028 | Odor (TM 208) | Odor | Chemical Inspection | Chemical Inspection | Ethylhexyl Hydroxystearate | Analytical-Chem_NY_Ethylhexyl Hydroxystearate | NY-Analytical | 792 | Conforms (Done) |  |  |  |  | TM208/220/230/USP/Kao LM | TM208
7E4OQ028 | IR Identification | IR Identification | Identification | Identification | Ethylhexyl Hydroxystearate | Analytical-Chem_NY_Ethylhexyl Hydroxystearate | NY-Analytical | 390 | Conforms (Done) |  |  |  |  | TM 411 | TM411
7E4OQ028 | Contamination (TM 208) | Contamination | Chemical Inspection | Chemical Inspection | Ethylhexyl Hydroxystearate | Analytical-Chem_NY_Ethylhexyl Hydroxystearate | NY-Analytical | 792 | Conforms (Done) |  |  |  |  | TM208/220/230/USP/Kao LM | TM208
7E4OQ028 | Color (TM 208) | Color | Chemical Inspection | Chemical Inspection | Ethylhexyl Hydroxystearate | Analytical-Chem_NY_Ethylhexyl Hydroxystearate | NY-Analytical | 792 | Conforms (Done) |  |  |  |  | TM208/220/230/USP/Kao LM | TM208
7E4OQ028 | Certificate of Analysis | Certificate of Analysis | Certificate of Analysis | Certificate of Analysis | Ethylhexyl Hydroxystearate | Analytical-Chem_NY_Ethylhexyl Hydroxystearate | NY-Analytical | 743 | Conforms (Done) |  |  |  |  | Default | Default
7E4OQ028 | Appearance (TM 208) | Appearance | Chemical Inspection | Chemical Inspection | Ethylhexyl Hydroxystearate | Analytical-Chem_NY_Ethylhexyl Hydroxystearate | NY-Analytical | 792 | Conforms (Done) |  |  |  |  | TM208/220/230/USP/Kao LM | TM208
7O4OP345 | Odor (TM 208) | Odor | Chemical Inspection | Chemical Inspection | Euxyl K 701 | Analytical - Chem_157A | NY-Analytical | 792 | Conforms (Done) |  |  |  |  | TM208/220/230/USP/Kao LM | TM208
7O4OP345 | IR Identification | IR Identification | Identification | Identification | Euxyl K 701 | Analytical - Chem_157A | NY-Analytical | 390 | Conforms (Done) |  |  |  |  | TM 411 | TM411
7O4OP345 | Contamination (TM 208) | Contamination | Chemical Inspection | Chemical Inspection | Euxyl K 701 | Analytical - Chem_157A | NY-Analytical | 792 | Conforms (Done) |  |  |  |  | TM208/220/230/USP/Kao LM | TM208
7O4OP345 | Color (TM 208) | Color | Chemical Inspection | Chemical Inspection | Euxyl K 701 | Analytical - Chem_157A | NY-Analytical | 792 | Conforms (Done) |  |  |  |  | TM208/220/230/USP/Kao LM | TM208
7O4OP345 | Certificate of Analysis | Certificate of Analysis | Certificate of Analysis | Certificate of Analysis | Euxyl K 701 | Analytical - Chem_157A | NY-Analytical | 743 | Conforms (Done) |  |  |  |  | Default | Default
7O4OP345 | Appearance (TM 208) | Appearance | Chemical Inspection | Chemical Inspection | Euxyl K 701 | Analytical - Chem_157A | NY-Analytical | 792 | Conforms (Done) |  |  |  |  | TM208/220/230/USP/Kao LM | TM208
7D4OP601 | Phenoxyethanol | Phenoxyethanol | % Benzoic Acid Phenoxyethanol & Dehydroacetic Acid | Benzoic Acid Phenoxyethanol & Dehydroacetic Acid | Euxyl K 702 | Analytical - Chem_91A | NY-Analytical | 844 |  | % | FDA,1 | 71 | 77 | TM 882 | TM882
7D4OP601 | Dehydroacetic Acid | Dehydroacetic Acid | % Benzoic Acid Phenoxyethanol & Dehydroacetic Acid | Benzoic Acid Phenoxyethanol & Dehydroacetic Acid | Euxyl K 702 | Analytical - Chem_91A | NY-Analytical | 844 |  | % | FDA,1 | 6.5 | 7.5 | TM 882 | TM882
7D4OP601 | Certificate of Analysis | Certificate of Analysis | Certificate of Analysis | Certificate of Analysis | Euxyl K 702 | Analytical - Chem_91A | NY-Analytical | 743 | Conforms (Done) |  |  |  |  | Default | Default
7D4OP601 | Benzoic Acid | Benzoic Acid | % Benzoic Acid Phenoxyethanol & Dehydroacetic Acid | Benzoic Acid Phenoxyethanol & Dehydroacetic Acid | Euxyl K 702 | Analytical - Chem_91A | NY-Analytical | 844 |  | % | FDA,1 | 11 | 13 | TM 882 | TM882
7O4OQ268 | SG | Spacific Gravity | Specific Gravity at 20�C | Specific Gravity at 20°C | Euxyl K703 | Analytical-Chem_NY_Hexylene Glycol | NY-Analytical | 432 |  |  | FDA,4 | 0.92 | 0.923 | TM 202 | TM202
7O4OQ268 | Refractive Index at 20°C | Refractive Index at 20°C | Refractive Index at 20°C | Refractive Index at 20°C | Euxyl K703 | Analytical - Chem_NY_Euxyl K703 | NY-Analytical | 798 |  |  | FDA,3 | 1.539 | 1.543 | TM 204 | TM204
7O4OQ268 | Odor (TM 208) | Odor | Chemical Inspection | Chemical Inspection | Euxyl K703 | Analytical-Chem_NY_Hexylene Glycol | NY-Analytical | 792 | Conforms (Done) |  |  |  |  | TM208/220/230/USP/Kao LM | TM208
7O4OQ268 | Odor (TM 208) | Odor | Chemical Inspection | Chemical Inspection | Euxyl K703 | Analytical - Chem_NY_Euxyl K703 | NY-Analytical | 792 | Conforms (Done) |  |  |  |  | TM208/220/230/USP/Kao LM | TM208
7O4OQ268 | IR Identification | IR Identification | Identification | Identification | Euxyl K703 | Analytical - Chem_NY_Euxyl K703 | NY-Analytical | 390 | Conforms (Done) |  |  |  |  | TM 411 | TM411
7O4OQ268 | IR Identification | IR Identification | Identification | Identification | Euxyl K703 | Analytical-Chem_NY_Hexylene Glycol | NY-Analytical | 390 | Conforms (Done) |  |  |  |  | TM 411 | TM411
7O4OQ268 | Density | Density | Density @ 20° C | Density at 20° C | Euxyl K703 | Analytical - Chem_NY_Euxyl K703 | NY-Analytical | 831 |  |  | FDA,3 | 1.124 | 1.128 | TM 202 | TM202
7O4OQ268 | Density | Density | Density @ 20° C | Density at 20° C | Euxyl K703 | Analytical - Chem_NY_Euxyl K703 |  | 831 |  |  | FDA,3 | 1.124 | 1.128 | TM 202 | TM202
7O4OQ268 | Contamination (TM 208) | Contamination | Chemical Inspection | Chemical Inspection | Euxyl K703 | Analytical-Chem_NY_Hexylene Glycol | NY-Analytical | 792 | Conforms (Done) |  |  |  |  | TM208/220/230/USP/Kao LM | TM208
7O4OQ268 | Contamination (TM 208) | Contamination | Chemical Inspection | Chemical Inspection | Euxyl K703 | Analytical - Chem_NY_Euxyl K703 | NY-Analytical | 792 | Conforms (Done) |  |  |  |  | TM208/220/230/USP/Kao LM | TM208
7O4OQ268 | Color (TM 208) | Color | Chemical Inspection | Chemical Inspection | Euxyl K703 | Analytical-Chem_NY_Hexylene Glycol | NY-Analytical | 792 | Conforms (Done) |  |  |  |  | TM208/220/230/USP/Kao LM | TM208
7O4OQ268 | Color (TM 208) | Color | Chemical Inspection | Chemical Inspection | Euxyl K703 | Analytical - Chem_NY_Euxyl K703 | NY-Analytical | 792 | Conforms (Done) |  |  |  |  | TM208/220/230/USP/Kao LM | TM208
7O4OQ268 | Certificate of Analysis | Certificate of Analysis | Certificate of Analysis | Certificate of Analysis | Euxyl K703 | Analytical - Chem_NY_Euxyl K703 | NY-Analytical | 743 | Conforms (Done) |  |  |  |  | Default | Default
7O4OQ268 | Certificate of Analysis | Certificate of Analysis | Certificate of Analysis | Certificate of Analysis | Euxyl K703 | Analytical-Chem_NY_Hexylene Glycol | NY-Analytical | 743 | [5 empty] | Default | Default
7O4OQ268 | Appearance (TM 208) | Appearance | Chemical Inspection | Chemical Inspection | Euxyl K703 | Analytical-Chem_NY_Hexylene Glycol | NY-Analytical | 792 | Conforms (Done) |  |  |  |  | TM208/220/230/USP/Kao LM | TM208
7O4OQ268 | Appearance (TM 208) | Appearance | Chemical Inspection | Chemical Inspection | Euxyl K703 | Analytical - Chem_NY_Euxyl K703 | NY-Analytical | 792 | Conforms (Done) |  |  |  |  | TM208/220/230/USP/Kao LM | TM208
7O4OX231 | Spectrophotometric | Spectrophotometric | Identification | Identification | FD&C Red 40 (FD&C Grade) | Analytical-Chem_NY_FD&C Red 40 | NY-Analytical | 390 |  | λ | FDA,0 | 498 | 504 | TM 3014 | TM3014
7O4OX231 | Spectrophotometric | Spectrophotometric | Total Color | Total Color | FD&C Red 40 (FD&C Grade) | Analytical-Chem_NY_FD&C Red 40 | NY-Analytical | 1061 |  | % | FDA,0 | 85 |  | TM 3014 | TM3014
7O4OX231 | Physical Properties | Physical Properties | Appearance | Appearance | FD&C Red 40 (FD&C Grade) | Analytical-Chem_NY_FD&C Red 40 | NY-Analytical | 397 | Conforms (Done) |  |  |  |  | TM 208 | TM208
7O4OX231 | Certificate of Analysis | Certificate of Analysis | Certificate of Analysis | Certificate of Analysis | FD&C Red 40 (FD&C Grade) | Analytical-Chem_NY_FD&C Red 40 | NY-Analytical | 743 | Conforms (Done) |  |  |  |  | Default | Default
7O4OA401 | SG | Spacific Gravity | Specific Gravity at 25�C | Specific Gravity at 25°C | Feminine Hygiene Wipe Fragrance | Analytical - Chem_132A | NY-Analytical | 402 |  |  | FDA,4 | 1.0115 | 1.0315 | TM 202 | TM202
7O4OA401 | Refractive Index | Refractive Index | Refractive Index at 25�C | Refractive Index at 25°C | Feminine Hygiene Wipe Fragrance | Analytical - Chem_132A | NY-Analytical | 451 |  |  | FDA,3 | 1.4794 | 1.4994 | TM 204 | TM204
7O4OA401 | Odor (TM 208) | Odor | Chemical Inspection | Chemical Inspection | Feminine Hygiene Wipe Fragrance | Analytical - Chem_132A | NY-Analytical | 792 | Conforms (Done) |  |  |  |  | TM208/220/230/USP/Kao LM | TM208
7O4OA401 | IR Identification | IR Identification | Identification | Identification | Feminine Hygiene Wipe Fragrance | Analytical - Chem_132A | NY-Analytical | 390 | Conforms (Done) |  |  |  |  | TM 411 | TM411
7O4OA401 | Contamination (TM 208) | Contamination | Chemical Inspection | Chemical Inspection | Feminine Hygiene Wipe Fragrance | Analytical - Chem_132A | NY-Analytical | 792 | Conforms (Done) |  |  |  |  | TM208/220/230/USP/Kao LM | TM208
7O4OA401 | Color (TM 208) | Color | Chemical Inspection | Chemical Inspection | Feminine Hygiene Wipe Fragrance | Analytical - Chem_132A | NY-Analytical | 792 | Conforms (Done) |  |  |  |  | TM208/220/230/USP/Kao LM | TM208
7O4OA401 | Certificate of Analysis | Certificate of Analysis | Certificate of Analysis | Certificate of Analysis | Feminine Hygiene Wipe Fragrance | Analytical - Chem_132A | NY-Analytical | 743 | Conforms (Done) |  |  |  |  | Default | Default
7O4OA401 | Appearance (TM 208) | Appearance | Chemical Inspection | Chemical Inspection | Feminine Hygiene Wipe Fragrance | Analytical - Chem_132A | NY-Analytical | 792 | Conforms (Done) |  |  |  |  | TM208/220/230/USP/Kao LM | TM208
7H4OP308 | Certificate of Analysis | Certificate of Analysis | Certificate of Analysis | Certificate of Analysis | Feverfew CMP-02A | Analytical - Chem_NY_Feverfew CMP-02A | NY-Analytical | 743 | Conforms (Done) |  |  |  |  | Default | Default
7K4OP027 | Certificate of Analysis | Certificate of Analysis | Certificate of Analysis | Certificate of Analysis | Fragrance 5831-AT 01 GN MOD2 IF | Analytical - Chem_116A | NY-Analytical | 743 | Conforms (Done) |  |  |  |  | Default | Default
7C4AA580 | SG | Spacific Gravity | Specific Gravity at 25�C | Specific Gravity at 25°C | Fragrance - Grapefruit Blossom & Orange | Analytical-Chem_NY_Fragrance-Grapefruit Blossom &Orange | NY-Analytical | 402 |  |  | FDA,4 | 1.0561 | 1.0761 | TM 202 | TM202
7C4AA580 | Odor (TM 208) | Odor | Chemical Inspection | Chemical Inspection | Fragrance - Grapefruit Blossom & Orange | Analytical-Chem_NY_Fragrance-Grapefruit Blossom &Orange | NY-Analytical | 792 | Conforms (Done) |  |  |  |  | TM208/220/230/USP/Kao LM | TM208
7C4AA580 | IR Identification | IR Identification | Identification | Identification | Fragrance - Grapefruit Blossom & Orange | Analytical-Chem_NY_Fragrance-Grapefruit Blossom &Orange | NY-Analytical | 390 | Conforms (Done) |  |  |  |  | TM 411 | TM411
7C4AA580 | Contamination (TM 208) | Contamination | Chemical Inspection | Chemical Inspection | Fragrance - Grapefruit Blossom & Orange | Analytical-Chem_NY_Fragrance-Grapefruit Blossom &Orange | NY-Analytical | 792 | Conforms (Done) |  |  |  |  | TM208/220/230/USP/Kao LM | TM208
7C4AA580 | Color (TM 208) | Color | Chemical Inspection | Chemical Inspection | Fragrance - Grapefruit Blossom & Orange | Analytical-Chem_NY_Fragrance-Grapefruit Blossom &Orange | NY-Analytical | 792 | Conforms (Done) |  |  |  |  | TM208/220/230/USP/Kao LM | TM208
7C4AA580 | Certificate of Analysis | Certificate of Analysis | Certificate of Analysis | Certificate of Analysis | Fragrance - Grapefruit Blossom & Orange | Analytical-Chem_NY_Fragrance-Grapefruit Blossom &Orange | NY-Analytical | 743 | Conforms (Done) |  |  |  |  | Default | Default
7C4AA580 | Appearance (TM 208) | Appearance | Chemical Inspection | Chemical Inspection | Fragrance - Grapefruit Blossom & Orange | Analytical-Chem_NY_Fragrance-Grapefruit Blossom &Orange | NY-Analytical | 792 | Conforms (Done) |  |  |  |  | TM208/220/230/USP/Kao LM | TM208
7A4OP073 | Odor (TM 208) | Odor | Chemical Inspection | Chemical Inspection | Fragrance Bali Leia 5 | Analytical - Chem_NY_Fragrance Bali Leia 5 | NY-Analytical | 792 | Conforms (Done) |  |  |  |  | TM 208 | TM208
7A4OP073 | IR Identification (TM 411) | IR Identification | Identification | Identification | Fragrance Bali Leia 5 | Analytical - Chem_NY_Fragrance Bali Leia 5 | NY-Analytical | 390 | Conforms (Done) |  |  |  |  | TM 411 | TM411
7A4OP073 | Contamination (TM 208) | Contamination | Chemical Inspection | Chemical Inspection | Fragrance Bali Leia 5 | Analytical - Chem_NY_Fragrance Bali Leia 5 | NY-Analytical | 792 | Conforms (Done) |  |  |  |  | TM 208 | TM208
7A4OP073 | Color (TM 208) | Color | Chemical Inspection | Chemical Inspection | Fragrance Bali Leia 5 | Analytical - Chem_NY_Fragrance Bali Leia 5 | NY-Analytical | 792 | Conforms (Done) |  |  |  |  | TM 208 | TM208
7A4OP073 | Certificate of Analysis | Certificate of Analysis | Certificate of Analysis | Certificate of Analysis | Fragrance Bali Leia 5 | Analytical - Chem_NY_Fragrance Bali Leia 5 | NY-Analytical | 743 | Conforms (Done) |  |  |  |  | Default | Default
7A4OP073 | Appearance (TM 208) | Appearance | Chemical Inspection | Chemical Inspection | Fragrance Bali Leia 5 | Analytical - Chem_NY_Fragrance Bali Leia 5 | NY-Analytical | 792 | Conforms (Done) |  |  |  |  | TM 208 | TM208
7A4OA911 | Refractive Index | Refractive Index | Refractive Index at 25�C | Refractive Index at 25°C | Fragrance Hugs & Kisses Sheer 1 | Analytical-Chem_NY_Fragrance Hugs & Kisses Sheer1 | NY-Analytical | 451 |  |  | FDA,4 | 1.4536 | 1.4636 | TM 204 | TM204
7A4OA911 | Odor (TM 208) | Odor | Chemical Inspection | Chemical Inspection | Fragrance Hugs & Kisses Sheer 1 | Analytical-Chem_NY_Fragrance Hugs & Kisses Sheer1 | NY-Analytical | 792 | Conforms (Done) |  |  |  |  | TM 208 | TM208
7A4OA911 | IR Identification | IR Identification | Identification | Identification | Fragrance Hugs & Kisses Sheer 1 | Analytical-Chem_NY_Fragrance Hugs & Kisses Sheer1 | NY-Analytical | 390 | Conforms (Done) |  |  |  |  | TM 411 | TM411
7A4OA911 | Contamination (TM 208) | Contamination | Chemical Inspection | Chemical Inspection | Fragrance Hugs & Kisses Sheer 1 | Analytical-Chem_NY_Fragrance Hugs & Kisses Sheer1 | NY-Analytical | 792 | Conforms (Done) |  |  |  |  | TM 208 | TM208
7A4OA911 | Color (TM 208) | Color | Chemical Inspection | Chemical Inspection | Fragrance Hugs & Kisses Sheer 1 | Analytical-Chem_NY_Fragrance Hugs & Kisses Sheer1 | NY-Analytical | 792 | Conforms (Done) |  |  |  |  | TM 208 | TM208
7A4OA911 | Certificate of Analysis | Certificate of Analysis | Certificate of Analysis | Certificate of Analysis | Fragrance Hugs & Kisses Sheer 1 | Analytical-Chem_NY_Fragrance Hugs & Kisses Sheer1 | NY-Analytical | 743 | Conforms (Done) |  |  |  |  | Default | Default
7A4OA911 | Appearance (TM 208) | Appearance | Chemical Inspection | Chemical Inspection | Fragrance Hugs & Kisses Sheer 1 | Analytical-Chem_NY_Fragrance Hugs & Kisses Sheer1 | NY-Analytical | 792 | Conforms (Done) |  |  |  |  | TM 208 | TM208
7A4OP065 | Odor (TM 208) | Odor | Chemical Inspection | Chemical Inspection | Fragrance Plaisir Gourmand 23 | Analytical - Chem_NY_ Fragrance Plaisir Gourmand 23 | NY-Analytical | 792 | Conforms (Done) |  |  |  |  | TM 208 | TM208
7A4OP065 | IR Identification | IR Identification | Identification | Identification | Fragrance Plaisir Gourmand 23 | Analytical - Chem_NY_ Fragrance Plaisir Gourmand 23 | NY-Analytical | 390 | Conforms (Done) |  |  |  |  | TM 411 | TM411
7A4OP065 | Contamination (TM 208) | Contamination | Chemical Inspection | Chemical Inspection | Fragrance Plaisir Gourmand 23 | Analytical - Chem_NY_ Fragrance Plaisir Gourmand 23 | NY-Analytical | 792 | Conforms (Done) |  |  |  |  | TM 208 | TM208
7A4OP065 | Color (TM 208) | Color | Chemical Inspection | Chemical Inspection | Fragrance Plaisir Gourmand 23 | Analytical - Chem_NY_ Fragrance Plaisir Gourmand 23 | NY-Analytical | 792 | Conforms (Done) |  |  |  |  | TM 208 | TM208
7A4OP065 | Certificate of Analysis | Certificate of Analysis | Certificate of Analysis | Certificate of Analysis | Fragrance Plaisir Gourmand 23 | Analytical - Chem_NY_ Fragrance Plaisir Gourmand 23 | NY-Analytical | 743 | Conforms (Done) |  |  |  |  | Default | Default
7A4OP065 | Appearance (TM 208) | Appearance | Chemical Inspection | Chemical Inspection | Fragrance Plaisir Gourmand 23 | Analytical - Chem_NY_ Fragrance Plaisir Gourmand 23 | NY-Analytical | 792 | Conforms (Done) |  |  |  |  | TM 208 | TM208
7O4OP113 | SG | Spacific Gravity | Specific Gravity at 20�C | Specific Gravity at 20°C | Fragrance Robertet The Matcha I | Analytical-Chem_NY_Robertet The Matcha I | NY-Analytical | 432 |  |  | FDA,3 | 0.96 | 0.97 | TM 202 | TM202
7O4OP113 | Refractive Index at 20°C | Refractive Index at 20°C | Refractive Index at 20°C | Refractive Index at 20°C | Fragrance Robertet The Matcha I | Analytical-Chem_NY_Robertet The Matcha I | NY-Analytical | 798 |  |  | FDA,3 | 1.469 | 1.479 | TM 204 | TM204
7O4OP113 | Odor (TM 208) | Odor | Chemical Inspection | Chemical Inspection | Fragrance Robertet The Matcha I | Analytical-Chem_NY_Robertet The Matcha I | NY-Analytical | 792 | Conforms (Done) |  |  |  |  | TM 208 | TM208
7O4OP113 | IR Identification (TM 411) | IR Identification | Identification | Identification | Fragrance Robertet The Matcha I | Analytical-Chem_NY_Robertet The Matcha I | NY-Analytical | 390 | Conforms (Done) |  |  |  |  | TM 411 | TM411
7O4OP113 | Contamination (TM 208) | Contamination | Chemical Inspection | Chemical Inspection | Fragrance Robertet The Matcha I | Analytical-Chem_NY_Robertet The Matcha I | NY-Analytical | 792 | Conforms (Done) |  |  |  |  | TM 208 | TM208
7O4OP113 | Color (TM 208) | Color | Chemical Inspection | Chemical Inspection | Fragrance Robertet The Matcha I | Analytical-Chem_NY_Robertet The Matcha I | NY-Analytical | 792 | Conforms (Done) |  |  |  |  | TM 208 | TM208
7O4OP113 | Certificate of Analysis | Certificate of Analysis | Certificate of Analysis | Certificate of Analysis | Fragrance Robertet The Matcha I | Analytical-Chem_NY_Robertet The Matcha I | NY-Analytical | 743 | Conforms (Done) |  |  |  |  | Default | Default
7O4OP113 | Appearance (TM 208) | Appearance | Chemical Inspection | Chemical Inspection | Fragrance Robertet The Matcha I | Analytical-Chem_NY_Robertet The Matcha I | NY-Analytical | 792 | Conforms (Done) |  |  |  |  | TM 208 | TM208
7A4OP081 | Odor (TM 208) | Odor | Chemical Inspection | Chemical Inspection | Fragrance SC 2705 LF | Analytical - Chem_NY_Fragrance SC 2705 LF | NY-Analytical | 792 | Conforms (Done) |  |  |  |  | TM 208 | TM208
7A4OP081 | IR Identification (TM 411) | IR Identification | Identification | Identification | Fragrance SC 2705 LF | Analytical - Chem_NY_Fragrance SC 2705 LF | NY-Analytical | 390 | Conforms (Done) |  |  |  |  | TM 411 | TM411
7A4OP081 | Contamination (TM 208) | Contamination | Chemical Inspection | Chemical Inspection | Fragrance SC 2705 LF | Analytical - Chem_NY_Fragrance SC 2705 LF | NY-Analytical | 792 | Conforms (Done) |  |  |  |  | TM 208 | TM208
7A4OP081 | Color (TM 208) | Color | Chemical Inspection | Chemical Inspection | Fragrance SC 2705 LF | Analytical - Chem_NY_Fragrance SC 2705 LF | NY-Analytical | 792 | Conforms (Done) |  |  |  |  | TM 208 | TM208
7A4OP081 | Certificate of Analysis | Certificate of Analysis | Certificate of Analysis | Certificate of Analysis | Fragrance SC 2705 LF | Analytical - Chem_NY_Fragrance SC 2705 LF | NY-Analytical | 743 | Conforms (Done) |  |  |  |  | Default | Default
7A4OP081 | Appearance (TM 208) | Appearance | Chemical Inspection | Chemical Inspection | Fragrance SC 2705 LF | Analytical - Chem_NY_Fragrance SC 2705 LF | NY-Analytical | 792 | Conforms (Done) |  |  |  |  | TM 208 | TM208
7O4OP601 | Certificate of Analysis | Certificate of Analysis | Certificate of Analysis | Certificate of Analysis | Fragrance Symrise Moisture Splash 830644 | Analytical - Chem_107A | NY-Analytical | 743 | Conforms (Done) |  |  |  |  | Default | Default
7A4OP448 | SG | Spacific Gravity | Specific Gravity at 25�C | Specific Gravity at 25°C | Fresh Scent Type #2 Fragrance | Analytical - Chem_208A | NY-Analytical | 402 |  |  | FDA,4 | 0.9694 | 0.9894 | TM 202 | TM202
7A4OP448 | Refractive Index | Refractive Index | Refractive Index at 25�C | Refractive Index at 25°C | Fresh Scent Type #2 Fragrance | Analytical - Chem_208A | NY-Analytical | 451 |  |  | FDA,4 | 1.4655 | 1.4855 | TM 204 | TM204
7A4OP448 | pH (10% in water) | pH (10% in water) | pH | pH | Fresh Scent Type #2 Fragrance | Analytical - Chem_197A | NY-Analytical | 398 |  |  | FDA,1 | 9 | 11 | TM 200 | TM200
7A4OP448 | Odor (TM 208) | Odor | Chemical Inspection | Chemical Inspection | Fresh Scent Type #2 Fragrance | Analytical - Chem_197A | NY-Analytical | 792 | Conforms (Done) |  |  |  |  | TM208/220/230/USP/Kao LM | TM208
7A4OP448 | Odor (TM 208) | Odor | Chemical Inspection | Chemical Inspection | Fresh Scent Type #2 Fragrance | Analytical - Chem_208A | NY-Analytical | 792 | Conforms (Done) |  |  |  |  | TM208/220/230/USP/Kao LM | TM208
7A4OP448 | IR Identification | IR Identification | Identification | Identification | Fresh Scent Type #2 Fragrance | Analytical - Chem_208A | NY-Analytical | 390 | Conforms (Done) |  |  |  |  | TM 411 | TM411
7A4OP448 | IR Identification | IR Identification | Identification | Identification | Fresh Scent Type #2 Fragrance | Analytical - Chem_197A | NY-Analytical | 390 | Conforms (Done) |  |  |  |  | TM 411 | TM411
7A4OP448 | Contamination (TM 208) | Contamination | Chemical Inspection | Chemical Inspection | Fresh Scent Type #2 Fragrance | Analytical - Chem_197A | NY-Analytical | 792 | Conforms (Done) |  |  |  |  | TM208/220/230/USP/Kao LM | TM208
7A4OP448 | Contamination (TM 208) | Contamination | Chemical Inspection | Chemical Inspection | Fresh Scent Type #2 Fragrance | Analytical - Chem_208A | NY-Analytical | 792 | Conforms (Done) |  |  |  |  | TM208/220/230/USP/Kao LM | TM208
7A4OP448 | Color (TM 230) | Color | Chemical Inspection | Chemical Inspection | Fresh Scent Type #2 Fragrance | Analytical - Chem_197A | NY-Analytical | 792 |  |  | FDA,1 | 0 | 3 | TM208/220/230/USP/Kao LM | TM208
7A4OP448 | Color (TM 208) | Color | Chemical Inspection | Chemical Inspection | Fresh Scent Type #2 Fragrance | Analytical - Chem_197A | NY-Analytical | 792 | Conforms (Done) |  |  |  |  | TM208/220/230/USP/Kao LM | TM208
7A4OP448 | Certificate of Analysis | Certificate of Analysis | Certificate of Analysis | Certificate of Analysis | Fresh Scent Type #2 Fragrance | Analytical - Chem_208A | NY-Analytical | 743 | Conforms (Done) |  |  |  |  | Default | Default
7A4OP448 | Certificate of Analysis | Certificate of Analysis | Certificate of Analysis | Certificate of Analysis | Fresh Scent Type #2 Fragrance | Analytical - Chem_197A | NY-Analytical | 743 | Conforms (Done) |  |  |  |  | Default | Default
7A4OP448 | Appearance (TM 208) | Appearance | Chemical Inspection | Chemical Inspection | Fresh Scent Type #2 Fragrance | Analytical - Chem_197A | NY-Analytical | 792 | Conforms (Done) |  |  |  |  | TM208/220/230/USP/Kao LM | TM208
7A4OP448 | Appearance (TM 208) | Appearance | Chemical Inspection | Chemical Inspection | Fresh Scent Type #2 Fragrance | Analytical - Chem_208A | NY-Analytical | 792 | Conforms (Done) |  |  |  |  | TM208/220/230/USP/Kao LM | TM208
7O4OQ243 | Odor (TM 208) | Odor | Chemical Inspection | Chemical Inspection | Germall II | Analytical - Chem_165A | NY-Analytical | 792 | Conforms (Done) |  |  |  |  | TM208/220/230/USP/Kao LM | TM208
7O4OQ243 | IR Identification | IR Identification | Identification | Identification | Germall II | Analytical - Chem_165A | NY-Analytical | 390 | Conforms (Done) |  |  |  |  | TM 411 | TM411
7O4OQ243 | Contamination (TM 208) | Contamination | Chemical Inspection | Chemical Inspection | Germall II | Analytical - Chem_165A | NY-Analytical | 792 | Conforms (Done) |  |  |  |  | TM208/220/230/USP/Kao LM | TM208
7O4OQ243 | Color (TM 208) | Color | Chemical Inspection | Chemical Inspection | Germall II | Analytical - Chem_165A | NY-Analytical | 792 | Conforms (Done) |  |  |  |  | TM208/220/230/USP/Kao LM | TM208
7O4OQ243 | Certificate of Analysis | Certificate of Analysis | Certificate of Analysis | Certificate of Analysis | Germall II | Analytical - Chem_165A | NY-Analytical | 743 | Conforms (Done) |  |  |  |  | Default | Default
7O4OQ243 | Appearance (TM 208) | Appearance | Chemical Inspection | Chemical Inspection | Germall II | Analytical - Chem_165A | NY-Analytical | 792 | Conforms (Done) |  |  |  |  | TM208/220/230/USP/Kao LM | TM208
7D4OG169 | SG | Spacific Gravity | Specific Gravity at 25�C | Specific Gravity at 25°C | Glass Wipe Fragrance | Analytical - Chem_88A | NY-Analytical | 402 |  |  | FDA,4 | 1.0594 | 1.0794 | TM 202 | TM202
7D4OG169 | Refractive Index | Refractive Index | Refractive Index at 25�C | Refractive Index at 25°C | Glass Wipe Fragrance | Analytical - Chem_88A | NY-Analytical | 451 |  |  | FDA,4 | 1.4695 | 1.4895 | TM 204 | TM204
7D4OG169 | IR Identification | IR Identification | Identification | Identification | Glass Wipe Fragrance | Analytical - Chem_88A | NY-Analytical | 390 | Conforms (Done) |  |  |  |  | TM 411 | TM411
7D4OG169 | Contamination (TM 208) | Contamination | Chemical Inspection | Chemical Inspection | Glass Wipe Fragrance | Analytical - Chem_88A | NY-Analytical | 792 | Conforms (Done) |  |  |  |  | TM208/220/230/USP/Kao LM | TM208
7D4OG169 | Color (TM 208) | Color | Chemical Inspection | Chemical Inspection | Glass Wipe Fragrance | Analytical - Chem_88A | NY-Analytical | 792 | Conforms (Done) |  |  |  |  | TM208/220/230/USP/Kao LM | TM208
7D4OG169 | Certificate of Analysis | Certificate of Analysis | Certificate of Analysis | Certificate of Analysis | Glass Wipe Fragrance | Analytical - Chem_88A | NY-Analytical | 743 | Conforms (Done) |  |  |  |  | Default | Default
7D4OG169 | Appearance (TM 208) | Appearance | Chemical Inspection | Chemical Inspection | Glass Wipe Fragrance | Analytical - Chem_88A | NY-Analytical | 792 | Conforms (Done) |  |  |  |  | TM208/220/230/USP/Kao LM | TM208
7B4AL930 | SG | Spacific Gravity | Specific Gravity at 25�C | Specific Gravity at 25°C | Gluconic Acid 50% Technical | Analytical - Chem_42A | NY-Analytical | 402 |  |  | FDA,2 | 1.21 | 1.27 | TM 202 | TM202
7B4AL930 | pH | pH | pH as is | pH | Gluconic Acid 50% Technical | Analytical - Chem_42A | NY-Analytical | 447 |  |  | FDA,1 | 1.1 | 1.5 | TM 200 | TM200
7B4AL930 | Odor (TM 208) | Odor | Chemical Inspection | Chemical Inspection | Gluconic Acid 50% Technical | Analytical - Chem_42A | NY-Analytical | 792 | Conforms (Done) |  |  |  |  | TM208/220/230/USP/Kao LM | TM208
7B4AL930 | Odor (TM 208) | Odor | Chemical Inspection | Chemical Inspection | Gluconic Acid 50% Technical | Analytical - Chem_42A | NY-Analytical | 792 | [5 empty] | TM208/220/230/USP/Kao LM | TM208
7B4AL930 | IR Identification | IR Identification | Identification | Identification | Gluconic Acid 50% Technical | Analytical - Chem_42A | NY-Analytical | 390 | Conforms (Done) |  |  |  |  | TM 411 | TM411
7B4AL930 | IR Identification | IR Identification | Identification | Identification | Gluconic Acid 50% Technical | Analytical - Chem_42A | NY-Analytical | 390 | [5 empty] | TM 411 | TM411
7B4AL930 | Contamination (TM 208) | Contamination | Chemical Inspection | Chemical Inspection | Gluconic Acid 50% Technical | Analytical - Chem_42A | NY-Analytical | 792 | Conforms (Done) |  |  |  |  | TM208/220/230/USP/Kao LM | TM208
7B4AL930 | Contamination (TM 208) | Contamination | Chemical Inspection | Chemical Inspection | Gluconic Acid 50% Technical | Analytical - Chem_42A | NY-Analytical | 792 | [5 empty] | TM208/220/230/USP/Kao LM | TM208
7B4AL930 | Color (TM 208) | Color | Chemical Inspection | Chemical Inspection | Gluconic Acid 50% Technical | Analytical - Chem_42A | NY-Analytical | 792 | Conforms (Done) |  |  |  |  | TM208/220/230/USP/Kao LM | TM208
7B4AL930 | Color (TM 208) | Color | Chemical Inspection | Chemical Inspection | Gluconic Acid 50% Technical | Analytical - Chem_42A | NY-Analytical | 792 | [5 empty] | TM208/220/230/USP/Kao LM | TM208
7B4AL930 | Certificate of Analysis | Certificate of Analysis | Certificate of Analysis | Certificate of Analysis | Gluconic Acid 50% Technical | Analytical - Chem_42A | NY-Analytical | 743 | Conforms (Done) |  |  |  |  | Default | Default
7B4AL930 | Certificate of Analysis | Certificate of Analysis | Certificate of Analysis | Certificate of Analysis | Gluconic Acid 50% Technical | Analytical - Chem_42A | NY-Analytical | 743 | [5 empty] | Default | Default
7B4AL930 | Appearance (TM 208) | Appearance | Chemical Inspection | Chemical Inspection | Gluconic Acid 50% Technical | Analytical - Chem_42A | NY-Analytical | 792 | Conforms (Done) |  |  |  |  | TM208/220/230/USP/Kao LM | TM208
7B4AL930 | Appearance (TM 208) | Appearance | Chemical Inspection | Chemical Inspection | Gluconic Acid 50% Technical | Analytical - Chem_42A | NY-Analytical | 792 | [5 empty] | TM208/220/230/USP/Kao LM | TM208
7O4OA580 | Odor (TM 208) | Odor | Chemical Inspection | Chemical Inspection | Glycacil SG | Analytical - Chem_NY_Glycacil SG | NY-Analytical | 792 | Conforms (Done) |  |  |  |  | TM208/220/230/USP/Kao LM | TM208
7O4OA580 | IR Identification | IR Identification | Identification | Identification | Glycacil SG | Analytical - Chem_NY_Glycacil SG | NY-Analytical | 390 | Conforms (Done) |  |  |  |  | TM 411 | TM411
7O4OA580 | Contamination (TM 208) | Contamination | Chemical Inspection | Chemical Inspection | Glycacil SG | Analytical - Chem_NY_Glycacil SG | NY-Analytical | 792 | Conforms (Done) |  |  |  |  | TM208/220/230/USP/Kao LM | TM208
7O4OA580 | Color (TM 208) | Color | Chemical Inspection | Chemical Inspection | Glycacil SG | Analytical - Chem_NY_Glycacil SG | NY-Analytical | 792 | Conforms (Done) |  |  |  |  | TM208/220/230/USP/Kao LM | TM208
7O4OA580 | Certificate of Analysis | Certificate of Analysis | Certificate of Analysis | Certificate of Analysis | Glycacil SG | Analytical - Chem_NY_Glycacil SG | NY-Analytical | 743 | Conforms (Done) |  |  |  |  | Default | Default
7O4OA580 | Appearance (TM 208) | Appearance | Chemical Inspection | Chemical Inspection | Glycacil SG | Analytical - Chem_NY_Glycacil SG | NY-Analytical | 792 | Conforms (Done) |  |  |  |  | TM208/220/230/USP/Kao LM | TM208
7L4OP203 | Water | Water | % Water | % Water | Glycerin - RI-0420 | Analytical - Chem_NY_Glycerin - RI-0420 | NY-Analytical | 801 |  | % | FDA,1 |  | 5 | APAM 6.018 | APAM_6_018
7L4OP203 | Total Impurities | Total Impurities | Limit of Ethylene Glycol and Diethylene Glycol | Limit of Ethylene Glycol and Diethylene Glycol | Glycerin - RI-0420 | Analytical - Chem_NY_Glycerin - RI-0420 | NY-Analytical | 825 |  | % | FDA,0 |  | 1 | USP | USP
7L4OP203 | SG | Spacific Gravity | Specific Gravity at 25�C | Specific Gravity at 25°C | Glycerin - RI-0420 | Analytical - Chem_NY_Glycerin - RI-0420 | NY-Analytical | 402 |  |  | FDA,3 | 1.249 |  | TM 202 | TM202
7L4OP203 | Odor (TM 208) | Odor | Chemical Inspection | Chemical Inspection | Glycerin - RI-0420 | Analytical - Chem_NY_Glycerin - RI-0420 | NY-Analytical | 792 | Conforms (Done) |  |  |  |  | See Analyte for Method # | TM208
7L4OP203 | IR Identification | IR Identification | Identification | Identification | Glycerin - RI-0420 | Analytical - Chem_NY_Glycerin - RI-0420 | NY-Analytical | 390 | Conforms (Done) |  |  |  |  | TM 411 | TM411
7L4OP203 | Individual Impurity | Individual Impurity | Limit of Ethylene Glycol and Diethylene Glycol | Limit of Ethylene Glycol and Diethylene Glycol | Glycerin - RI-0420 | Analytical - Chem_NY_Glycerin - RI-0420 | NY-Analytical | 825 |  | % | FDA,1 |  | 0.1 | USP | USP
7L4OP203 | Ethylene Glycol | Ethylene Glycol | Limit of Ethylene Glycol and Diethylene Glycol | Limit of Ethylene Glycol and Diethylene Glycol | Glycerin - RI-0420 | Analytical - Chem_NY_Glycerin - RI-0420 | NY-Analytical | 825 |  | % | FDA,1 |  | 0.1 | USP | USP
7L4OP203 | Diethylene Glycol | Diethylene Glycol | Limit of Ethylene Glycol and Diethylene Glycol | Limit of Ethylene Glycol and Diethylene Glycol | Glycerin - RI-0420 | Analytical - Chem_NY_Glycerin - RI-0420 | NY-Analytical | 825 |  | % | FDA,1 |  | 0.1 | USP | USP
7L4OP203 | Color (TM 208) | Color | Chemical Inspection | Chemical Inspection | Glycerin - RI-0420 | Analytical - Chem_NY_Glycerin - RI-0420 | NY-Analytical | 792 | Conforms (Done) |  |  |  |  | See Analyte for Method # | TM208
7L4OP203 | Certificate of Analysis | Certificate of Analysis | Certificate of Analysis | Certificate of Analysis | Glycerin - RI-0420 | Analytical - Chem_NY_Glycerin - RI-0420 | NY-Analytical | 743 | Conforms (Done) |  |  |  |  | Default | Default
7L4OP203 | Appearance (TM 208) | Appearance | Chemical Inspection | Chemical Inspection | Glycerin - RI-0420 | Analytical - Chem_NY_Glycerin - RI-0420 | NY-Analytical | 792 | Conforms (Done) |  |  |  |  | See Analyte for Method # | TM208
7A4AS162 | Total Impurities | Total Impurities | Related Compounds | Related Compounds | Glycerin USP | Analytical - Chem_09A | NY-Analytical | 816 |  | % | FDA,3 |  | 1 | USP <621> | USP_621
7A4AS162 | SG | Spacific Gravity | Specific Gravity at 25�C | Specific Gravity at 25°C | Glycerin USP | Analytical - Chem_09A | NY-Analytical | 402 |  |  | FDA,3 | 1.249 |  | TM 202 | TM202
7A4AS162 | Odor (TM 208) | Odor | Chemical Inspection | Chemical Inspection | Glycerin USP | Analytical - Chem_09A | NY-Analytical | 792 | Conforms (Done) |  |  |  |  | TM208/220/230/USP/Kao LM | TM208
7A4AS162 | IR Identification | IR Identification | Identification | Identification | Glycerin USP | Analytical - Chem_09A | NY-Analytical | 390 | Conforms (Done) |  |  |  |  | TM 411 | TM411
7A4AS162 | Individual Impurity | Individual Impurity | Related Compounds | Related Compounds | Glycerin USP | Analytical - Chem_09A | NY-Analytical | 816 |  | % | FDA,3 |  | 0.1 | USP <621> | USP_621
7A4AS162 | Contamination (TM 208) | Contamination | Chemical Inspection | Chemical Inspection | Glycerin USP | Analytical - Chem_09A | NY-Analytical | 792 | Conforms (Done) |  |  |  |  | TM208/220/230/USP/Kao LM | TM208
7A4AS162 | Color (USP) | Color | Chemical Inspection | Chemical Inspection | Glycerin USP | Analytical - Chem_09A | NY-Analytical | 792 | Conforms (Done) |  |  |  |  | TM208/220/230/USP/Kao LM | TM208
7A4AS162 | Certificate of Analysis | Certificate of Analysis | Certificate of Analysis | Certificate of Analysis | Glycerin USP | Analytical - Chem_09A | NY-Analytical | 743 | Conforms (Done) |  |  |  |  | Default | Default
7A4AS162 | Appearance (TM 208) | Appearance | Chemical Inspection | Chemical Inspection | Glycerin USP | Analytical - Chem_09A | NY-Analytical | 792 | Conforms (Done) |  |  |  |  | TM208/220/230/USP/Kao LM | TM208
7O4BU125 | Total Impurities | Total Impurities | Related Compounds | Related Compounds | Glycerin, USP, FCC NON-ADRM | Analytical - Chem_09A | NY-Analytical | 816 |  | % | FDA,3 |  | 1 | USP <621> | USP_621
7O4BU125 | SG | Spacific Gravity | Specific Gravity at 25�C | Specific Gravity at 25°C | Glycerin, USP, FCC NON-ADRM | Analytical - Chem_09A | NY-Analytical | 402 |  |  | FDA,3 | 1.249 |  | TM 202 | TM202
7O4BU125 | Odor (TM 208) | Odor | Chemical Inspection | Chemical Inspection | Glycerin, USP, FCC NON-ADRM | Analytical - Chem_09A | NY-Analytical | 792 | Conforms (Done) |  |  |  |  | TM208/220/230/USP/Kao LM | TM208
7O4BU125 | IR Identification | IR Identification | Identification | Identification | Glycerin, USP, FCC NON-ADRM | Analytical - Chem_09A | NY-Analytical | 390 | Conforms (Done) |  |  |  |  | TM 411 | TM411
7O4BU125 | Individual Impurity | Individual Impurity | Related Compounds | Related Compounds | Glycerin, USP, FCC NON-ADRM | Analytical - Chem_09A | NY-Analytical | 816 |  | % | FDA,3 |  | 0.1 | USP <621> | USP_621
7O4BU125 | Contamination (TM 208) | Contamination | Chemical Inspection | Chemical Inspection | Glycerin, USP, FCC NON-ADRM | Analytical - Chem_09A | NY-Analytical | 792 | Conforms (Done) |  |  |  |  | TM208/220/230/USP/Kao LM | TM208
7O4BU125 | Color (USP) | Color | Chemical Inspection | Chemical Inspection | Glycerin, USP, FCC NON-ADRM | Analytical - Chem_09A | NY-Analytical | 792 | Conforms (Done) |  |  |  |  | TM208/220/230/USP/Kao LM | TM208
7O4BU125 | Certificate of Analysis | Certificate of Analysis | Certificate of Analysis | Certificate of Analysis | Glycerin, USP, FCC NON-ADRM | Analytical - Chem_09A | NY-Analytical | 743 | Conforms (Done) |  |  |  |  | Default | Default
7O4BU125 | Appearance (TM 208) | Appearance | Chemical Inspection | Chemical Inspection | Glycerin, USP, FCC NON-ADRM | Analytical - Chem_09A | NY-Analytical | 792 | Conforms (Done) |  |  |  |  | TM208/220/230/USP/Kao LM | TM208
7C4OP601 | Certificate of Analysis | Certificate of Analysis | Certificate of Analysis | Certificate of Analysis | Glycerox 767 | MASTER - Microbiology - J&J Chemical Testing) | NY-Analytical | 743 | Conforms (Done) |  |  |  |  | Default | Default
7O4OU351 | Shipment Temperatutre | Shipment Temperatutre | Temptale Reading | Temptale Reading | Glycopyrronium Tosylate Monohydrate | Analytical-Chem_NY_Glycopyrronium Tosylate Monohydrate | NY-Analytical | 1051 | Conforms (Done) |  |  |  |  | NA | NA
7O4OU351 | Certificate of Analysis (ELLI) | Certificate of Analysis | Certificate of Analysis | Certificate of Analysis | Glycopyrronium Tosylate Monohydrate | Analytical-Chem_NY_Glycopyrronium Tosylate Monohydrate | NY-Analytical | 743 | Conforms (Done) |  |  |  |  | COA | COA
7O4OU351 | Certificate of Analysis | Certificate of Analysis | Certificate of Analysis | Certificate of Analysis | Glycopyrronium Tosylate Monohydrate | Analytical-Chem_NY_Glycopyrronium Tosylate Monohydrate | NY-Analytical | 743 | Conforms (Done) |  |  |  |  | COA | COA
7D4OP065 | pH | pH | pH | pH | Glydant Plus Liquid | Analytical - Chem_NY_ Glydant Plus Liquid | NY-Analytical | 398 |  |  | FDA,1 | 6 | 8 | TM 200 | TM200
7D4OP065 | Odor (TM 208) | Odor | Chemical Inspection | Chemical Inspection | Glydant Plus Liquid | Analytical - Chem_NY_ Glydant Plus Liquid | NY-Analytical | 792 | Conforms (Done) |  |  |  |  | TM 208 | TM208
7D4OP065 | IR Identification (TM 411) | IR Identification | Identification | Identification | Glydant Plus Liquid | Analytical - Chem_NY_ Glydant Plus Liquid | NY-Analytical | 390 | Conforms (Done) |  |  |  |  | TM 411 | TM411
7D4OP065 | Contamination (TM 208) | Contamination | Chemical Inspection | Chemical Inspection | Glydant Plus Liquid | Analytical - Chem_NY_ Glydant Plus Liquid | NY-Analytical | 792 | Conforms (Done) |  |  |  |  | TM 208 | TM208
7D4OP065 | Color (TM 208) | Color | Chemical Inspection | Chemical Inspection | Glydant Plus Liquid | Analytical - Chem_NY_ Glydant Plus Liquid | NY-Analytical | 792 | Conforms (Done) |  |  |  |  | TM 208 | TM208
7D4OP065 | Certificate of Analysis | Certificate of Analysis | Certificate of Analysis | Certificate of Analysis | Glydant Plus Liquid | Analytical - Chem_NY_ Glydant Plus Liquid | NY-Analytical | 743 | Conforms (Done) |  |  |  |  | Default | Default
7D4OP065 | Appearance (TM 208) | Appearance | Chemical Inspection | Chemical Inspection | Glydant Plus Liquid | Analytical - Chem_NY_ Glydant Plus Liquid | NY-Analytical | 792 | Conforms (Done) |  |  |  |  | TM 208 | TM208
7O4OP284 | Certificate of Analysis | Certificate of Analysis | Certificate of Analysis | Certificate of Analysis | Grape Fruit Bliss A 297424 | Analytical - Chem_155A | NY-Analytical | 743 | Conforms (Done) |  |  |  |  | Default | Default
7C4OP284 | Certificate of Analysis | Certificate of Analysis | Certificate of Analysis | Certificate of Analysis | Grape Fruit Extract | Analytical-Chem_NY_Grape Fruit Extract | NY-Analytical | 743 | Conforms (Done) |  |  |  |  | Default | Default
7O4OQ028 | SG | Spacific Gravity | Specific Gravity at 20�C | Specific Gravity at 20°C | Hexylene Glycol | Analytical-Chem_NY_Hexylene Glycol | NY-Analytical | 432 |  |  | FDA,4 | 0.92 | 0.923 | TM 202 | TM202
7O4OQ028 | Refractive Index at 20°C | Refractive Index at 20°C | Refractive Index at 20°C | Refractive Index at 20°C | Hexylene Glycol | Analytical - Chem_NY_Euxyl K703 | NY-Analytical | 798 |  |  | FDA,3 | 1.539 | 1.543 | TM 204 | TM204
7O4OQ028 | Odor (TM 208) | Odor | Chemical Inspection | Chemical Inspection | Hexylene Glycol | Analytical-Chem_NY_Hexylene Glycol | NY-Analytical | 792 | Conforms (Done) |  |  |  |  | TM208/220/230/USP/Kao LM | TM208
7O4OQ028 | Odor (TM 208) | Odor | Chemical Inspection | Chemical Inspection | Hexylene Glycol | Analytical - Chem_NY_Euxyl K703 | NY-Analytical | 792 | Conforms (Done) |  |  |  |  | TM208/220/230/USP/Kao LM | TM208
7O4OQ028 | IR Identification | IR Identification | Identification | Identification | Hexylene Glycol | Analytical - Chem_NY_Euxyl K703 | NY-Analytical | 390 | Conforms (Done) |  |  |  |  | TM 411 | TM411
7O4OQ028 | IR Identification | IR Identification | Identification | Identification | Hexylene Glycol | Analytical-Chem_NY_Hexylene Glycol | NY-Analytical | 390 | Conforms (Done) |  |  |  |  | TM 411 | TM411
7O4OQ028 | Density | Density | Density @ 20° C | Density at 20° C | Hexylene Glycol | Analytical - Chem_NY_Euxyl K703 | NY-Analytical | 831 |  |  | FDA,3 | 1.124 | 1.128 | TM 202 | TM202
7O4OQ028 | Contamination (TM 208) | Contamination | Chemical Inspection | Chemical Inspection | Hexylene Glycol | Analytical-Chem_NY_Hexylene Glycol | NY-Analytical | 792 | Conforms (Done) |  |  |  |  | TM208/220/230/USP/Kao LM | TM208
7O4OQ028 | Contamination (TM 208) | Contamination | Chemical Inspection | Chemical Inspection | Hexylene Glycol | Analytical - Chem_NY_Euxyl K703 | NY-Analytical | 792 | Conforms (Done) |  |  |  |  | TM208/220/230/USP/Kao LM | TM208
7O4OQ028 | Color (TM 208) | Color | Chemical Inspection | Chemical Inspection | Hexylene Glycol | Analytical-Chem_NY_Hexylene Glycol | NY-Analytical | 792 | Conforms (Done) |  |  |  |  | TM208/220/230/USP/Kao LM | TM208
7O4OQ028 | Color (TM 208) | Color | Chemical Inspection | Chemical Inspection | Hexylene Glycol | Analytical - Chem_NY_Euxyl K703 | NY-Analytical | 792 | Conforms (Done) |  |  |  |  | TM208/220/230/USP/Kao LM | TM208
7E4OP806 | Certificate of Analysis | Certificate of Analysis | Certificate of Analysis | Certificate of Analysis | Hexylene Glycol | Analytical - Chem_58B | NY-Analytical | 743 | Conforms (Done) |  |  |  |  | Default | Default
7O4OQ028 | Certificate of Analysis | Certificate of Analysis | Certificate of Analysis | Certificate of Analysis | Hexylene Glycol | Analytical-Chem_NY_Hexylene Glycol | NY-Analytical | 743 | Conforms (Done) |  |  |  |  | Default | Default
7O4OQ028 | Certificate of Analysis | Certificate of Analysis | Certificate of Analysis | Certificate of Analysis | Hexylene Glycol | Analytical - Chem_NY_Euxyl K703 | NY-Analytical | 743 | Conforms (Done) |  |  |  |  | Default | Default
7O4OQ028 | Certificate of Analysis | Certificate of Analysis | Certificate of Analysis | Certificate of Analysis | Hexylene Glycol | Analytical-Chem_NY_Hexylene Glycol | NY-Analytical | 743 | [5 empty] | Default | Default
7O4OQ028 | Appearance (TM 208) | Appearance | Chemical Inspection | Chemical Inspection | Hexylene Glycol | Analytical-Chem_NY_Hexylene Glycol | NY-Analytical | 792 | Conforms (Done) |  |  |  |  | TM208/220/230/USP/Kao LM | TM208
7O4OQ028 | Appearance (TM 208) | Appearance | Chemical Inspection | Chemical Inspection | Hexylene Glycol | Analytical - Chem_NY_Euxyl K703 | NY-Analytical | 792 | Conforms (Done) |  |  |  |  | TM208/220/230/USP/Kao LM | TM208
7O4OP230 | Certificate of Analysis | Certificate of Analysis | Certificate of Analysis | Certificate of Analysis | Hydromanil H. GL. MS | Analytical - Chem_NY_Hydromanil | NY-Analytical | 743 | Conforms (Done) |  |  |  |  | Default | Default
7O4AQ084 | Odor (TM 208) | Odor | Chemical Inspection | Chemical Inspection | Integra 44 | Analytical - Chem_162A | NY-Analytical | 792 | Conforms (Done) |  |  |  |  | TM208/220/230/USP/Kao LM | TM208
7O4AQ084 | Contamination (TM 208) | Contamination | Chemical Inspection | Chemical Inspection | Integra 44 | Analytical - Chem_162A | NY-Analytical | 792 | Conforms (Done) |  |  |  |  | TM208/220/230/USP/Kao LM | TM208
7O4AQ084 | Color (TM 208) | Color | Chemical Inspection | Chemical Inspection | Integra 44 | Analytical - Chem_162A | NY-Analytical | 792 | Conforms (Done) |  |  |  |  | TM208/220/230/USP/Kao LM | TM208
7O4AQ084 | Certificate of Analysis | Certificate of Analysis | Certificate of Analysis | Certificate of Analysis | Integra 44 | Analytical - Chem_162A | NY-Analytical | 743 | Conforms (Done) |  |  |  |  | Default | Default
7O4AQ084 | Appearance (TM 208) | Appearance | Chemical Inspection | Chemical Inspection | Integra 44 | Analytical - Chem_162A | NY-Analytical | 792 | Conforms (Done) |  |  |  |  | TM208/220/230/USP/Kao LM | TM208
7O4BM301 | Odor (TM 208) | Odor | Chemical Inspection | Chemical Inspection | IPBC | Analytical - Chem_126A | NY-Analytical | 792 | Conforms (Done) |  |  |  |  | TM208/220/230/USP/Kao LM | TM208
7O4BM301 | IR Identification | IR Identification | Identification | Identification | IPBC | Analytical - Chem_126A | NY-Analytical | 390 | Conforms (Done) |  |  |  |  | TM 411 | TM411
7O4BM301 | Contamination (TM 208) | Contamination | Chemical Inspection | Chemical Inspection | IPBC | Analytical - Chem_126A | NY-Analytical | 792 | Conforms (Done) |  |  |  |  | TM208/220/230/USP/Kao LM | TM208
7O4BM301 | Color (TM 208) | Color | Chemical Inspection | Chemical Inspection | IPBC | Analytical - Chem_126A | NY-Analytical | 792 | Conforms (Done) |  |  |  |  | TM208/220/230/USP/Kao LM | TM208
7O4BM301 | Certificate of Analysis | Certificate of Analysis | Certificate of Analysis | Certificate of Analysis | IPBC | Analytical - Chem_126A | NY-Analytical | 743 | Conforms (Done) |  |  |  |  | Default | Default
7O4BM301 | Appearance (TM 208) | Appearance | Chemical Inspection | Chemical Inspection | IPBC | Analytical - Chem_126A | NY-Analytical | 792 | Conforms (Done) |  |  |  |  | TM208/220/230/USP/Kao LM | TM208
7C4OX110 | SG | Spacific Gravity | Specific Gravity at 25�C | Specific Gravity at 25°C | IPP/IPM/IPS Blend | Analytical - Chem_84A | NY-Analytical | 402 |  |  | FDA,3 | 0.845 | 0.858 | TM 202 | TM202
7C4OX110 | Odor (TM 208) | Odor | Chemical Inspection | Chemical Inspection | IPP/IPM/IPS Blend | Analytical - Chem_84A | NY-Analytical | 792 | Conforms (Done) |  |  |  |  | TM208/220/230/USP/Kao LM | TM208
7C4OX110 | Contamination (TM 208) | Contamination | Chemical Inspection | Chemical Inspection | IPP/IPM/IPS Blend | Analytical - Chem_84A | NY-Analytical | 792 | Conforms (Done) |  |  |  |  | TM208/220/230/USP/Kao LM | TM208
7C4OX110 | Color (TM 208) | Color | Chemical Inspection | Chemical Inspection | IPP/IPM/IPS Blend | Analytical - Chem_84A | NY-Analytical | 792 | Conforms (Done) |  |  |  |  | TM208/220/230/USP/Kao LM | TM208
7C4OX110 | Certificate of Analysis | Certificate of Analysis | Certificate of Analysis | Certificate of Analysis | IPP/IPM/IPS Blend | Analytical - Chem_84A | NY-Analytical | 743 | Conforms (Done) |  |  |  |  | Default | Default
7C4OX110 | Appearance (TM 208) | Appearance | Chemical Inspection | Chemical Inspection | IPP/IPM/IPS Blend | Analytical - Chem_84A | NY-Analytical | 792 | Conforms (Done) |  |  |  |  | TM208/220/230/USP/Kao LM | TM208
7C4OQ028 | Refractive Index at 20°C | Refractive Index at 20°C | Refractive Index at 20°C | Refractive Index at 20°C | Isohexadecane | Analytical-Chem_NY_Isohexadecane | NY-Analytical | 798 |  |  | FDA,1 | 1.4 | 1.5 | TM 204 | TM204
7C4OQ028 | Odor (TM 208) | Odor | Chemical Inspection | Chemical Inspection | Isohexadecane | Analytical-Chem_NY_Isohexadecane | NY-Analytical | 792 | Conforms (Done) |  |  |  |  | TM208/220/230/USP/Kao LM | TM208
7C4OQ028 | IR Identification | IR Identification | Identification | Identification | Isohexadecane | Analytical-Chem_NY_Isohexadecane | NY-Analytical | 390 | Conforms (Done) |  |  |  |  | TM 411 | TM411
7C4OQ028 | Contamination (TM 208) | Contamination | Chemical Inspection | Chemical Inspection | Isohexadecane | Analytical-Chem_NY_Isohexadecane | NY-Analytical | 792 | Conforms (Done) |  |  |  |  | TM208/220/230/USP/Kao LM | TM208
7C4OQ028 | Color (TM 208) | Color | Chemical Inspection | Chemical Inspection | Isohexadecane | Analytical-Chem_NY_Isohexadecane | NY-Analytical | 792 | Conforms (Done) |  |  |  |  | TM208/220/230/USP/Kao LM | TM208
7C4OQ028 | Certificate of Analysis | Certificate of Analysis | Certificate of Analysis | Certificate of Analysis | Isohexadecane | Analytical-Chem_NY_Isohexadecane | NY-Analytical | 743 | Conforms (Done) |  |  |  |  | Default | Default
7C4OQ028 | Appearance (TM 208) | Appearance | Chemical Inspection | Chemical Inspection | Isohexadecane | Analytical-Chem_NY_Isohexadecane | NY-Analytical | 792 | Conforms (Done) |  |  |  |  | TM208/220/230/USP/Kao LM | TM208
7A4OB690 | Odor (TM 208) | Odor | Chemical Inspection | Chemical Inspection | Isopar K | Analytical - Chem_01A | NY-Analytical | 792 | Conforms (Done) |  |  |  |  | TM208/220/230/USP/Kao LM | TM208
7A4OB690 | IR Identification | IR Identification | Identification | Identification | Isopar K | Analytical - Chem_01A | NY-Analytical | 390 | Conforms (Done) |  |  |  |  | TM 411 | TM411
7A4OB690 | Contamination (TM 208) | Contamination | Chemical Inspection | Chemical Inspection | Isopar K | Analytical - Chem_01A | NY-Analytical | 792 | Conforms (Done) |  |  |  |  | TM208/220/230/USP/Kao LM | TM208
7A4OB690 | Color (TM 208) | Color | Chemical Inspection | Chemical Inspection | Isopar K | Analytical - Chem_01A | NY-Analytical | 792 | Conforms (Done) |  |  |  |  | TM208/220/230/USP/Kao LM | TM208
7A4OB690 | Certificate of Analysis | Certificate of Analysis | Certificate of Analysis | Certificate of Analysis | Isopar K | Analytical - Chem_01A | NY-Analytical | 743 | Conforms (Done) |  |  |  |  | Default | Default
7A4OB690 | Appearance (TM 208) | Appearance | Chemical Inspection | Chemical Inspection | Isopar K | Analytical - Chem_01A | NY-Analytical | 792 | Conforms (Done) |  |  |  |  | TM208/220/230/USP/Kao LM | TM208
7O4OU181 | Odor (TM 208) | Odor | Chemical Inspection | Chemical Inspection | Isopropanol 70% | Analytical - Chem_NY_Isopropanol 70% | IN-Analytical | 792 | Conforms (Done) |  |  |  |  | TM 208 | TM208
7O4OU181 | IR Identification (TM 411) | IR Identification | Identification | Identification | Isopropanol 70% | Analytical - Chem_NY_Isopropanol 70% | IN-Analytical | 390 | Conforms (Done) |  |  |  |  | TM 411 | TM411
7O4OU181 | Contamination (TM 208) | Contamination | Chemical Inspection | Chemical Inspection | Isopropanol 70% | Analytical - Chem_NY_Isopropanol 70% | IN-Analytical | 792 | Conforms (Done) |  |  |  |  | TM 208 | TM208
7O4OU181 | Color (TM 208) | Color | Chemical Inspection | Chemical Inspection | Isopropanol 70% | Analytical - Chem_NY_Isopropanol 70% | IN-Analytical | 792 | Conforms (Done) |  |  |  |  | TM 208 | TM208
7O4OU181 | Certificate of Analysis | Certificate of Analysis | Certificate of Analysis | Certificate of Analysis | Isopropanol 70% | Analytical - Chem_NY_Isopropanol 70% | IN-Analytical | 743 | Conforms (Done) |  |  |  |  | COA | COA
7O4OU181 | Appearance (TM 208) | Appearance | Chemical Inspection | Chemical Inspection | Isopropanol 70% | Analytical - Chem_NY_Isopropanol 70% | IN-Analytical | 792 | Conforms (Done) |  |  |  |  | TM 208 | TM208
7A4OB314 | Weight of Residue (g) | Weight of Residue (g) | Nonvolatile Residue | Nonvolatile Residue | Isopropyl alcohol 99% USP | Analytical - Chem_NY_Isopropyl alcohol 99% USP_Reduced Test | NY-Analytical | 797 |  | g | FDA,4 |  |  | TM 226 | TM226
7A4OB314 | Titrant Start Volume (mL) | Titrant Start Volume (mL) | Acidity | Acidity | Isopropyl alcohol 99% USP | Analytical - Chem_NY_Isopropyl alcohol 99% USP_Reduced Test | NY-Analytical | 795 |  | mL | FDA,2 |  |  | TM 375 | TM375
7A4OB314 | Titrant End Volume (mL) | Titrant End Volume (mL) | Acidity | Acidity | Isopropyl alcohol 99% USP | Analytical - Chem_NY_Isopropyl alcohol 99% USP_Reduced Test | NY-Analytical | 795 |  | mL | FDA,2 |  |  | TM 375 | TM375
7A4OB314 | Start Weight (g) | Start Weight (g) | Nonvolatile Residue | Nonvolatile Residue | Isopropyl alcohol 99% USP | Analytical - Chem_NY_Isopropyl alcohol 99% USP_Reduced Test | NY-Analytical | 797 |  | g | FDA,4 |  |  | TM 226 | TM226
7A4OB314 | SG | Spacific Gravity | Specific Gravity at 25�C | Specific Gravity at 25°C | Isopropyl alcohol 99% USP | Analytical - Chem_NY_Isopropyl alcohol 99% USP_Reduced Test | NY-Analytical | 402 |  |  | FDA,3 | 0.783 | 0.787 | TM 202 | TM202
7A4OB314 | SG | Spacific Gravity | Specific Gravity at 25�C | Specific Gravity at 25°C | Isopropyl alcohol 99% USP | Analytical - Chem_NY_Isopropyl alcohol 99% USP-Inline | NY-Analytical | 402 |  |  | FDA,3 | 0.783 | 0.787 | TM 202 | TM202
7A4OB314 | Refractive Index at 20°C | Refractive Index at 20°C | Refractive Index at 20°C | Refractive Index at 20°C | Isopropyl alcohol 99% USP | Analytical - Chem_NY_Isopropyl alcohol 99% USP_Reduced Test | NY-Analytical | 798 |  |  | FDA,3 | 1.376 | 1.378 | TM 204 | TM204
7A4OB314 | pH (10% Solution) | pH (10% Solution) | pH | pH | Isopropyl alcohol 99% USP | Analytical - Chem_125A | NY-Analytical | 398 |  |  | FDA,1 | 6 | 8 | TM 200 | TM200
7A4OB314 | Odor (TM 208) | Odor | Chemical Inspection | Chemical Inspection | Isopropyl alcohol 99% USP | Analytical - Chem_NY_Isopropyl alcohol 99% USP-Inline | NY-Analytical | 792 | Conforms (Done) |  |  |  |  | TM 208 | TM208
7A4OB314 | Odor (TM 208) | Odor | Chemical Inspection | Chemical Inspection | Isopropyl alcohol 99% USP | Analytical - Chem_NY_Isopropyl alcohol 99% USP_Reduced Test | NY-Analytical | 792 | Conforms (Done) |  |  |  |  | TM208/220/230/USP/Kao LM | TM208
7A4OB314 | Odor (TM 208) | Odor | Chemical Inspection | Chemical Inspection | Isopropyl alcohol 99% USP | Analytical - Chem_125A | NY-Analytical | 792 | [5 empty] | TM208/220/230/USP/Kao LM | TM208
7A4OB314 | Odor (TM 208) | Odor | Chemical Inspection | Chemical Inspection | Isopropyl alcohol 99% USP | Analytical - Chem_NY_Isopropyl alcohol 99% USP_Reduced Test | NY-Analytical | 792 | [5 empty] | TM208/220/230/USP/Kao LM | TM208
7A4OB314 | Odor (TM 208) | Odor | Chemical Inspection | Chemical Inspection | Isopropyl alcohol 99% USP | Analytical - Chem_125A | NY-Analytical | 792 | Conforms (Done) |  |  |  |  | TM208/220/230/USP/Kao LM | TM208
7A4OB314 | Nonvolatile Residue Final (calc) | Nonvolatile Residue Final (calc) | Nonvolatile Residue | Nonvolatile Residue | Isopropyl alcohol 99% USP | Analytical - Chem_NY_Isopropyl alcohol 99% USP_Reduced Test | NY-Analytical | 797 |  | % | FDA,3 |  | 0.005 | TM 226 | TM226
7A4OB314 | Nonvolatile Residue (calc) | Nonvolatile Residue (calc) | Nonvolatile Residue | Nonvolatile Residue | Isopropyl alcohol 99% USP | Analytical - Chem_NY_Isopropyl alcohol 99% USP_Reduced Test | NY-Analytical | 797 |  | % | FDA,3 |  | 0.005 | TM 226 | TM226
7A4OB314 | IR Identification | IR Identification | Identification | Identification | Isopropyl alcohol 99% USP | Analytical - Chem_NY_Isopropyl alcohol 99% USP-Inline | NY-Analytical | 390 | Conforms (Done) |  |  |  |  | TM 411 | TM411
7A4OB314 | IR Identification | IR Identification | Identification | Identification | Isopropyl alcohol 99% USP | Analytical - Chem_NY_Isopropyl alcohol 99% USP_Reduced Test | NY-Analytical | 390 | Conforms (Done) |  |  |  |  | TM 411 | TM411
7A4OB314 | IR Identification | IR Identification | Identification | Identification | Isopropyl alcohol 99% USP | Analytical - Chem_NY_Isopropyl alcohol 99% USP_Reduced Test | NY-Analytical | 390 | [5 empty] | TM 411 | TM411
7A4OB314 | IR Identification | IR Identification | Identification | Identification | Isopropyl alcohol 99% USP | Analytical - Chem_125A | NY-Analytical | 390 | [5 empty] | TM 411 | TM411
7A4OB314 | End Weight (g) | End Weight (g) | Nonvolatile Residue | Nonvolatile Residue | Isopropyl alcohol 99% USP | Analytical - Chem_NY_Isopropyl alcohol 99% USP_Reduced Test | NY-Analytical | 797 |  | g | FDA,4 |  |  | TM 226 | TM226
7A4OB314 | Contamination (TM 208) | Contamination | Chemical Inspection | Chemical Inspection | Isopropyl alcohol 99% USP | Analytical - Chem_NY_Isopropyl alcohol 99% USP-Inline | NY-Analytical | 792 | Conforms (Done) |  |  |  |  | TM 208 | TM208
7A4OB314 | Contamination (TM 208) | Contamination | Chemical Inspection | Chemical Inspection | Isopropyl alcohol 99% USP | Analytical - Chem_125A | NY-Analytical | 792 | Conforms (Done) |  |  |  |  | TM208/220/230/USP/Kao LM | TM208
7A4OB314 | Contamination (TM 208) | Contamination | Chemical Inspection | Chemical Inspection | Isopropyl alcohol 99% USP | Analytical - Chem_NY_Isopropyl alcohol 99% USP_Reduced Test | NY-Analytical | 792 | Conforms (Done) |  |  |  |  | TM208/220/230/USP/Kao LM | TM208
7A4OB314 | Contamination (TM 208) | Contamination | Chemical Inspection | Chemical Inspection | Isopropyl alcohol 99% USP | Analytical - Chem_125A | NY-Analytical | 792 | [5 empty] | TM208/220/230/USP/Kao LM | TM208
7A4OB314 | Contamination (TM 208) | Contamination | Chemical Inspection | Chemical Inspection | Isopropyl alcohol 99% USP | Analytical - Chem_NY_Isopropyl alcohol 99% USP_Reduced Test | NY-Analytical | 792 | [5 empty] | TM208/220/230/USP/Kao LM | TM208
7A4OB314 | Color (TM 208) | Color | Chemical Inspection | Chemical Inspection | Isopropyl alcohol 99% USP | Analytical - Chem_NY_Isopropyl alcohol 99% USP-Inline | NY-Analytical | 792 | Conforms (Done) |  |  |  |  | TM 208 | TM208
7A4OB314 | Color (TM 208) | Color | Chemical Inspection | Chemical Inspection | Isopropyl alcohol 99% USP | Analytical - Chem_NY_Isopropyl alcohol 99% USP_Reduced Test | NY-Analytical | 792 | Conforms (Done) |  |  |  |  | TM208/220/230/USP/Kao LM | TM208
7A4OB314 | Color (TM 208) | Color | Chemical Inspection | Chemical Inspection | Isopropyl alcohol 99% USP | Analytical - Chem_125A | NY-Analytical | 792 | Conforms (Done) |  |  |  |  | TM208/220/230/USP/Kao LM | TM208
7A4OB314 | Color (TM 208) | Color | Chemical Inspection | Chemical Inspection | Isopropyl alcohol 99% USP | Analytical - Chem_125A | NY-Analytical | 792 | [5 empty] | TM208/220/230/USP/Kao LM | TM208
7A4OB314 | Color (TM 208) | Color | Chemical Inspection | Chemical Inspection | Isopropyl alcohol 99% USP | Analytical - Chem_NY_Isopropyl alcohol 99% USP_Reduced Test | NY-Analytical | 792 | [5 empty] | TM208/220/230/USP/Kao LM | TM208
7A4OB314 | Certificate of Analysis | Certificate of Analysis | Certificate of Analysis | Certificate of Analysis | Isopropyl alcohol 99% USP | Analytical - Chem_125A | NY-Analytical | 743 | Conforms (Done) |  |  |  |  | Default | Default
7A4OB314 | Certificate of Analysis | Certificate of Analysis | Certificate of Analysis | Certificate of Analysis | Isopropyl alcohol 99% USP | Analytical - Chem_NY_Isopropyl alcohol 99% USP-Inline | NY-Analytical | 743 | Conforms (Done) |  |  |  |  | Default | Default
7A4OB314 | Certificate of Analysis | Certificate of Analysis | Certificate of Analysis | Certificate of Analysis | Isopropyl alcohol 99% USP | Analytical - Chem_NY_Isopropyl alcohol 99% USP_Reduced Test | NY-Analytical | 743 | Conforms (Done) |  |  |  |  | Default | Default
7A4OB314 | Certificate of Analysis | Certificate of Analysis | Certificate of Analysis | Certificate of Analysis | Isopropyl alcohol 99% USP | Analytical - Chem_125A | NY-Analytical | 743 | [5 empty] | Default | Default
7A4OB314 | Certificate of Analysis | Certificate of Analysis | Certificate of Analysis | Certificate of Analysis | Isopropyl alcohol 99% USP | Analytical - Chem_NY_Isopropyl alcohol 99% USP_Reduced Test | NY-Analytical | 743 | [5 empty] | Default | Default
7A4OB314 | Assay Final | Assay Final | Assay | Assay | Isopropyl alcohol 99% USP | Analytical - Chem_NY_Isopropyl alcohol 99% USP_Reduced Test | NY-Analytical | 796 |  | % | FDA,1 | 99 |  | TM 376 | TM376
7A4OB314 | Assay Final | Assay Final | Assay | Assay | Isopropyl alcohol 99% USP | Analytical - Chem_NY_Isopropyl alcohol 99% USP-Inline | NY-Analytical | 796 |  | % | FDA,1 | 99 |  | TM 376 | TM376
7A4OB314 | Assay Final | Assay Final | Assay | Assay | Isopropyl alcohol 99% USP | Analytical - Chem_125A | NY-Analytical | 796 |  | % | FDA,1 | 76 | 84 | TM 301/434 | TM301_TM434
7A4OB314 | Assay | Assay | Assay | Assay | Isopropyl alcohol 99% USP | Analytical - Chem_NY_Isopropyl alcohol 99% USP_Reduced Test | NY-Analytical | 796 |  | % | FDA,1 | 99 |  | TM 376 | TM376
7A4OB314 | Assay | Assay | Assay | Assay | Isopropyl alcohol 99% USP | Analytical - Chem_NY_Isopropyl alcohol 99% USP-Inline | NY-Analytical | 796 |  | % | FDA,1 | 99 |  | TM 376 | TM376
7A4OB314 | Assay | Assay | Assay | Assay | Isopropyl alcohol 99% USP | Analytical - Chem_125A | NY-Analytical | 796 |  | % | FDA,1 | 76 | 84 | TM 301/434 | TM301_TM434
7A4OB314 | Appearance (TM 208) | Appearance | Chemical Inspection | Chemical Inspection | Isopropyl alcohol 99% USP | Analytical - Chem_125A | NY-Analytical | 792 | Conforms (Done) |  |  |  |  | TM208/220/230/USP/Kao LM | TM208
7A4OB314 | Appearance (TM 208) | Appearance | Chemical Inspection | Chemical Inspection | Isopropyl alcohol 99% USP | Analytical - Chem_NY_Isopropyl alcohol 99% USP-Inline | NY-Analytical | 792 | Conforms (Done) |  |  |  |  | TM 208 | TM208
7A4OB314 | Appearance (TM 208) | Appearance | Chemical Inspection | Chemical Inspection | Isopropyl alcohol 99% USP | Analytical - Chem_NY_Isopropyl alcohol 99% USP_Reduced Test | NY-Analytical | 792 | Conforms (Done) |  |  |  |  | TM208/220/230/USP/Kao LM | TM208
7A4OB314 | Appearance (TM 208) | Appearance | Chemical Inspection | Chemical Inspection | Isopropyl alcohol 99% USP | Analytical - Chem_125A | NY-Analytical | 792 | [5 empty] | TM208/220/230/USP/Kao LM | TM208
7A4OB314 | Appearance (TM 208) | Appearance | Chemical Inspection | Chemical Inspection | Isopropyl alcohol 99% USP | Analytical - Chem_NY_Isopropyl alcohol 99% USP_Reduced Test | NY-Analytical | 792 | [5 empty] | TM208/220/230/USP/Kao LM | TM208
7A4OB314 | Acidity Final (Calc) | Acidity Final (Calc) | Acidity | Acidity | Isopropyl alcohol 99% USP | Analytical - Chem_NY_Isopropyl alcohol 99% USP_Reduced Test | NY-Analytical | 795 |  | mL | FDA,2 |  | 0.7 | TM 375 | TM375
7A4OB314 | Acidity (calc) | Acidity (calc) | Acidity | Acidity | Isopropyl alcohol 99% USP | Analytical - Chem_NY_Isopropyl alcohol 99% USP_Reduced Test | NY-Analytical | 795 |  | mL | FDA,2 |  | 0.7 | TM 375 | TM375
7A4OB339 | Weight of Residue (g) | Weight of Residue (g) | Nonvolatile Residue | Nonvolatile Residue | Isopropyl alcohol 99% USP-Inline | Analytical - Chem_NY_Isopropyl alcohol 99% USP-Inline | NY-Analytical | 797 |  | g | FDA,4 |  |  | TM 226 | TM226
7A4OB339 | Titrant Start Volume (mL) | Titrant Start Volume (mL) | Acidity | Acidity | Isopropyl alcohol 99% USP-Inline | Analytical - Chem_NY_Isopropyl alcohol 99% USP-Inline | NY-Analytical | 795 |  | mL | FDA,2 |  |  | TM 375 | TM375
7A4OB339 | Titrant End Volume (mL) | Titrant End Volume (mL) | Acidity | Acidity | Isopropyl alcohol 99% USP-Inline | Analytical - Chem_NY_Isopropyl alcohol 99% USP-Inline | NY-Analytical | 795 |  | mL | FDA,2 |  |  | TM 375 | TM375
7A4OB339 | Start Weight (g) | Start Weight (g) | Nonvolatile Residue | Nonvolatile Residue | Isopropyl alcohol 99% USP-Inline | Analytical - Chem_NY_Isopropyl alcohol 99% USP-Inline | NY-Analytical | 797 |  | g | FDA,4 |  |  | TM 226 | TM226
7A4OB339 | SG | Spacific Gravity | Specific Gravity at 25�C | Specific Gravity at 25°C | Isopropyl alcohol 99% USP-Inline | Analytical - Chem_NY_Isopropyl alcohol 99% USP-Inline | NY-Analytical | 402 |  |  | FDA,3 | 0.783 | 0.787 | TM 202 | TM202
7A4OB339 | SG | Spacific Gravity | Specific Gravity at 25�C | Specific Gravity at 25°C | Isopropyl alcohol 99% USP-Inline | Analytical - Chem_NY_Isopropyl alcohol 99% USP_Reduced Test | NY-Analytical | 402 |  |  | FDA,3 | 0.783 | 0.787 | TM 202 | TM202
7A4OB339 | SG | Spacific Gravity | Specific Gravity at 25�C | Specific Gravity at 25°C | Isopropyl alcohol 99% USP-Inline | Analytical - Chem_NY_Isopropyl alcohol 99% USP-Inline |  | 402 |  |  | FDA,3 | 0.783 | 0.787 | TM 202 | TM202
7A4OB339 | Refractive Index at 20°C | Refractive Index at 20°C | Refractive Index at 20°C | Refractive Index at 20°C | Isopropyl alcohol 99% USP-Inline | Analytical - Chem_NY_Isopropyl alcohol 99% USP-Inline | NY-Analytical | 798 |  |  | FDA,3 | 1.376 | 1.378 | TM 204 | TM204
7A4OB339 | Odor (TM 208) | Odor | Chemical Inspection | Chemical Inspection | Isopropyl alcohol 99% USP-Inline | Analytical - Chem_NY_Isopropyl alcohol 99% USP_Reduced Test | NY-Analytical | 792 | Conforms (Done) |  |  |  |  | TM208/220/230/USP/Kao LM | TM208
7A4OB339 | Odor (TM 208) | Odor | Chemical Inspection | Chemical Inspection | Isopropyl alcohol 99% USP-Inline | Analytical - Chem_NY_Isopropyl alcohol 99% USP-Inline | NY-Analytical | 792 | Conforms (Done) |  |  |  |  | TM 208 | TM208
7A4OB339 | Odor (TM 208) | Odor | Chemical Inspection | Chemical Inspection | Isopropyl alcohol 99% USP-Inline | Analytical - Chem_NY_Isopropyl alcohol 99% USP_Reduced Test | NY-Analytical | 792 | [5 empty] | TM208/220/230/USP/Kao LM | TM208
7A4OB339 | Odor (TM 208) | Odor | Chemical Inspection | Chemical Inspection | Isopropyl alcohol 99% USP-Inline | Analytical - Chem_NY_Isopropyl alcohol 99% USP-Inline |  | 792 | [5 empty] | TM 208 | TM208
7A4OB339 | Odor (TM 208) | Odor | Chemical Inspection | Chemical Inspection | Isopropyl alcohol 99% USP-Inline | Analytical - Chem_NY_Isopropyl alcohol 99% USP-Inline | NY-Analytical | 792 | [5 empty] | TM 208 | TM208
7A4OB339 | Nonvolatile Residue Final (calc) | Nonvolatile Residue Final (calc) | Nonvolatile Residue | Nonvolatile Residue | Isopropyl alcohol 99% USP-Inline | Analytical - Chem_NY_Isopropyl alcohol 99% USP-Inline | NY-Analytical | 797 |  | % | FDA,3 |  | 0.005 | TM 226 | TM226
7A4OB339 | Nonvolatile Residue (calc) | Nonvolatile Residue (calc) | Nonvolatile Residue | Nonvolatile Residue | Isopropyl alcohol 99% USP-Inline | Analytical - Chem_NY_Isopropyl alcohol 99% USP-Inline | NY-Analytical | 797 |  | % | FDA,3 |  | 0.005 | TM 226 | TM226
7A4OB339 | IR Identification | IR Identification | Identification | Identification | Isopropyl alcohol 99% USP-Inline | Analytical - Chem_NY_Isopropyl alcohol 99% USP_Reduced Test | NY-Analytical | 390 | Conforms (Done) |  |  |  |  | TM 411 | TM411
7A4OB339 | IR Identification | IR Identification | Identification | Identification | Isopropyl alcohol 99% USP-Inline | Analytical - Chem_NY_Isopropyl alcohol 99% USP-Inline | NY-Analytical | 390 | Conforms (Done) |  |  |  |  | TM 411 | TM411
7A4OB339 | IR Identification | IR Identification | Identification | Identification | Isopropyl alcohol 99% USP-Inline | Analytical - Chem_NY_Isopropyl alcohol 99% USP_Reduced Test | NY-Analytical | 390 | [5 empty] | TM 411 | TM411
7A4OB339 | IR Identification | IR Identification | Identification | Identification | Isopropyl alcohol 99% USP-Inline | Analytical - Chem_NY_Isopropyl alcohol 99% USP-Inline | NY-Analytical | 390 | [5 empty] | TM 411 | TM411
7A4OB339 | IR Identification | IR Identification | Identification | Identification | Isopropyl alcohol 99% USP-Inline | Analytical - Chem_NY_Isopropyl alcohol 99% USP-Inline |  | 390 | [5 empty] | TM 411 | TM411
7A4OB339 | End Weight (g) | End Weight (g) | Nonvolatile Residue | Nonvolatile Residue | Isopropyl alcohol 99% USP-Inline | Analytical - Chem_NY_Isopropyl alcohol 99% USP-Inline | NY-Analytical | 797 |  | g | FDA,4 |  |  | TM 226 | TM226
7A4OB339 | Contamination (TM 208) | Contamination | Chemical Inspection | Chemical Inspection | Isopropyl alcohol 99% USP-Inline | Analytical - Chem_NY_Isopropyl alcohol 99% USP_Reduced Test | NY-Analytical | 792 | Conforms (Done) |  |  |  |  | TM208/220/230/USP/Kao LM | TM208
7A4OB339 | Contamination (TM 208) | Contamination | Chemical Inspection | Chemical Inspection | Isopropyl alcohol 99% USP-Inline | Analytical - Chem_NY_Isopropyl alcohol 99% USP-Inline | NY-Analytical | 792 | Conforms (Done) |  |  |  |  | TM 208 | TM208
7A4OB339 | Contamination (TM 208) | Contamination | Chemical Inspection | Chemical Inspection | Isopropyl alcohol 99% USP-Inline | Analytical - Chem_NY_Isopropyl alcohol 99% USP_Reduced Test | NY-Analytical | 792 | [5 empty] | TM208/220/230/USP/Kao LM | TM208
7A4OB339 | Contamination (TM 208) | Contamination | Chemical Inspection | Chemical Inspection | Isopropyl alcohol 99% USP-Inline | Analytical - Chem_NY_Isopropyl alcohol 99% USP-Inline | NY-Analytical | 792 | [5 empty] | TM 208 | TM208
7A4OB339 | Contamination (TM 208) | Contamination | Chemical Inspection | Chemical Inspection | Isopropyl alcohol 99% USP-Inline | Analytical - Chem_NY_Isopropyl alcohol 99% USP-Inline |  | 792 | [5 empty] | TM 208 | TM208
7A4OB339 | Color (TM 208) | Color | Chemical Inspection | Chemical Inspection | Isopropyl alcohol 99% USP-Inline | Analytical - Chem_NY_Isopropyl alcohol 99% USP_Reduced Test | NY-Analytical | 792 | Conforms (Done) |  |  |  |  | TM208/220/230/USP/Kao LM | TM208
7A4OB339 | Color (TM 208) | Color | Chemical Inspection | Chemical Inspection | Isopropyl alcohol 99% USP-Inline | Analytical - Chem_NY_Isopropyl alcohol 99% USP-Inline | NY-Analytical | 792 | Conforms (Done) |  |  |  |  | TM 208 | TM208
7A4OB339 | Color (TM 208) | Color | Chemical Inspection | Chemical Inspection | Isopropyl alcohol 99% USP-Inline | Analytical - Chem_NY_Isopropyl alcohol 99% USP_Reduced Test | NY-Analytical | 792 | [5 empty] | TM208/220/230/USP/Kao LM | TM208
7A4OB339 | Color (TM 208) | Color | Chemical Inspection | Chemical Inspection | Isopropyl alcohol 99% USP-Inline | Analytical - Chem_NY_Isopropyl alcohol 99% USP-Inline | NY-Analytical | 792 | [5 empty] | TM 208 | TM208
7A4OB339 | Color (TM 208) | Color | Chemical Inspection | Chemical Inspection | Isopropyl alcohol 99% USP-Inline | Analytical - Chem_NY_Isopropyl alcohol 99% USP-Inline |  | 792 | [5 empty] | TM 208 | TM208
7A4OB339 | Certificate of Analysis | Certificate of Analysis | Certificate of Analysis | Certificate of Analysis | Isopropyl alcohol 99% USP-Inline | Analytical - Chem_NY_Isopropyl alcohol 99% USP_Reduced Test | NY-Analytical | 743 | Conforms (Done) |  |  |  |  | Default | Default
7A4OB339 | Certificate of Analysis | Certificate of Analysis | Certificate of Analysis | Certificate of Analysis | Isopropyl alcohol 99% USP-Inline | Analytical - Chem_NY_Isopropyl alcohol 99% USP-Inline | NY-Analytical | 743 | Conforms (Done) |  |  |  |  | Default | Default
7A4OB339 | Certificate of Analysis | Certificate of Analysis | Certificate of Analysis | Certificate of Analysis | Isopropyl alcohol 99% USP-Inline | Analytical - Chem_NY_Isopropyl alcohol 99% USP_Reduced Test | NY-Analytical | 743 | [5 empty] | Default | Default
7A4OB339 | Certificate of Analysis | Certificate of Analysis | Certificate of Analysis | Certificate of Analysis | Isopropyl alcohol 99% USP-Inline | Analytical - Chem_NY_Isopropyl alcohol 99% USP-Inline |  | 743 | [5 empty] | Default | Default
7A4OB339 | Certificate of Analysis | Certificate of Analysis | Certificate of Analysis | Certificate of Analysis | Isopropyl alcohol 99% USP-Inline | Analytical - Chem_NY_Isopropyl alcohol 99% USP-Inline | NY-Analytical | 743 | [5 empty] | Default | Default
7A4OB339 | Assay Final | Assay Final | Assay | Assay | Isopropyl alcohol 99% USP-Inline | Analytical - Chem_NY_Isopropyl alcohol 99% USP-Inline | NY-Analytical | 796 |  | % | FDA,1 | 99 |  | TM 376 | TM376
7A4OB339 | Assay Final | Assay Final | Assay | Assay | Isopropyl alcohol 99% USP-Inline | Analytical - Chem_NY_Isopropyl alcohol 99% USP-Inline |  | 796 |  | % | FDA,1 | 99 |  | TM 376 | TM376
7A4OB339 | Assay Final | Assay Final | Assay | Assay | Isopropyl alcohol 99% USP-Inline | Analytical - Chem_NY_Isopropyl alcohol 99% USP_Reduced Test | NY-Analytical | 796 |  | % | FDA,1 | 99 |  | TM 376 | TM376
7A4OB339 | Assay | Assay | Assay | Assay | Isopropyl alcohol 99% USP-Inline | Analytical - Chem_NY_Isopropyl alcohol 99% USP-Inline | NY-Analytical | 796 |  | % | FDA,1 | 99 |  | TM 376 | TM376
7A4OB339 | Assay | Assay | Assay | Assay | Isopropyl alcohol 99% USP-Inline | Analytical - Chem_NY_Isopropyl alcohol 99% USP-Inline |  | 796 |  | % | FDA,1 | 99 |  | TM 376 | TM376
7A4OB339 | Assay | Assay | Assay | Assay | Isopropyl alcohol 99% USP-Inline | Analytical - Chem_NY_Isopropyl alcohol 99% USP_Reduced Test | NY-Analytical | 796 |  | % | FDA,1 | 99 |  | TM 376 | TM376
7A4OB339 | Appearance (TM 208) | Appearance | Chemical Inspection | Chemical Inspection | Isopropyl alcohol 99% USP-Inline | Analytical - Chem_NY_Isopropyl alcohol 99% USP_Reduced Test | NY-Analytical | 792 | Conforms (Done) |  |  |  |  | TM208/220/230/USP/Kao LM | TM208
7A4OB339 | Appearance (TM 208) | Appearance | Chemical Inspection | Chemical Inspection | Isopropyl alcohol 99% USP-Inline | Analytical - Chem_NY_Isopropyl alcohol 99% USP-Inline | NY-Analytical | 792 | Conforms (Done) |  |  |  |  | TM 208 | TM208
7A4OB339 | Appearance (TM 208) | Appearance | Chemical Inspection | Chemical Inspection | Isopropyl alcohol 99% USP-Inline | Analytical - Chem_NY_Isopropyl alcohol 99% USP_Reduced Test | NY-Analytical | 792 | [5 empty] | TM208/220/230/USP/Kao LM | TM208
7A4OB339 | Appearance (TM 208) | Appearance | Chemical Inspection | Chemical Inspection | Isopropyl alcohol 99% USP-Inline | Analytical - Chem_NY_Isopropyl alcohol 99% USP-Inline | NY-Analytical | 792 | [5 empty] | TM 208 | TM208
7A4OB339 | Appearance (TM 208) | Appearance | Chemical Inspection | Chemical Inspection | Isopropyl alcohol 99% USP-Inline | Analytical - Chem_NY_Isopropyl alcohol 99% USP-Inline |  | 792 | [5 empty] | TM 208 | TM208
7A4OB339 | Acidity Final (Calc) | Acidity Final (Calc) | Acidity | Acidity | Isopropyl alcohol 99% USP-Inline | Analytical - Chem_NY_Isopropyl alcohol 99% USP-Inline | NY-Analytical | 795 |  | mL | FDA,2 |  | 0.7 | TM 375 | TM375
7A4OB339 | Acidity (calc) | Acidity (calc) | Acidity | Acidity | Isopropyl alcohol 99% USP-Inline | Analytical - Chem_NY_Isopropyl alcohol 99% USP-Inline | NY-Analytical | 795 |  | mL | FDA,2 |  | 0.7 | TM 375 | TM375
7H4OP806 | Certificate of Analysis | Certificate of Analysis | Certificate of Analysis | Certificate of Analysis | Kelp & Sea Salt Fragrance | Analytical - Chem_NY_Kelp & Sea Salt Fragrance | NY-Analytical | 743 | Conforms (Done) |  |  |  |  | Default | Default
7O4OA347 | Odor (TM 208) | Odor | Chemical Inspection | Chemical Inspection | Lauryl Glucoside | Analytical-Chem_NY_Lauryl Glucoside | NY-Analytical | 792 | Conforms (Done) |  |  |  |  | TM 208 | TM208
7O4OA347 | IR Identification | IR Identification | Identification | Identification | Lauryl Glucoside | Analytical-Chem_NY_Lauryl Glucoside | NY-Analytical | 390 | Conforms (Done) |  |  |  |  | TM 411 | TM411
7O4OA347 | Contamination (TM 208) | Contamination | Chemical Inspection | Chemical Inspection | Lauryl Glucoside | Analytical-Chem_NY_Lauryl Glucoside | NY-Analytical | 792 | Conforms (Done) |  |  |  |  | TM 208 | TM208
7O4OA347 | Color (TM 208) | Color | Chemical Inspection | Chemical Inspection | Lauryl Glucoside | Analytical-Chem_NY_Lauryl Glucoside | NY-Analytical | 792 | Conforms (Done) |  |  |  |  | TM 208 | TM208
7O4OA347 | Certificate of Analysis | Certificate of Analysis | Certificate of Analysis | Certificate of Analysis | Lauryl Glucoside | Analytical-Chem_NY_Lauryl Glucoside | NY-Analytical | 743 | Conforms (Done) |  |  |  |  | Default | Default
7O4OA347 | Appearance (TM 208) | Appearance | Chemical Inspection | Chemical Inspection | Lauryl Glucoside | Analytical-Chem_NY_Lauryl Glucoside | NY-Analytical | 792 | Conforms (Done) |  |  |  |  | TM 208 | TM208
7E4OP230 | Certificate of Analysis | Certificate of Analysis | Certificate of Analysis | Certificate of Analysis | Lexfeel Natural | Analytical - Chem_NY_Lexfeel Natural | NY-Analytical | 743 | Conforms (Done) |  |  |  |  | Default | Default
7O4OU555 | Sulfate | Sulfate | Sulfate Content | Sulfate Content | Lidocaine Base USP | Analytical-Chem_NY_Lidocaine Base USP | NY-Analytical | 835 |  | % | FDA,2 |  | 0.1 | USP | USP
7O4OU555 | Residue on Ignition | Residue on Ignition | Residue on Ignition | Residue on Ignition | Lidocaine Base USP | Analytical-Chem_NY_Lidocaine Base USP | NY-Analytical | 834 |  | % | FDA,1 |  | 0.1 | USP | USP
7O4OU555 | Odor (TM 208) | Odor | Chemical Inspection | Chemical Inspection | Lidocaine Base USP | Analytical-Chem_NY_Lidocaine Reduced testing | NY-Analytical | 792 | Conforms (Done) |  |  |  |  | TM 208 | TM208
7O4OU555 | Odor (TM 208) | Odor | Chemical Inspection | Chemical Inspection | Lidocaine Base USP | Analytical-Chem_NY_Lidocaine Base USP | NY-Analytical | 792 | Conforms (Done) |  |  |  |  | TM 208 | TM208
7O4OU555 | Odor (TM 208) | Odor | Chemical Inspection | Chemical Inspection | Lidocaine Base USP | Analytical-Chem_NY_Lidocaine Base USP | NY-Analytical | 792 | [5 empty] | TM 208 | TM208
7O4OU555 | Melting Range - Start | Melting Range - Start | Melting Range | Melting Range | Lidocaine Base USP | Analytical-Chem_NY_Lidocaine Base USP | NY-Analytical | 809 |  | C | FDA,1 | 66 | 69 | USP | USP
7O4OU555 | Melting Range - End | Melting Range - End | Melting Range | Melting Range | Lidocaine Base USP | Analytical-Chem_NY_Lidocaine Base USP | NY-Analytical | 809 |  | C | FDA,1 | 66 | 69 | USP | USP
7O4OU555 | IR Identification (TM 411) | IR Identification | Identification | Identification | Lidocaine Base USP | Analytical-Chem_NY_Lidocaine Reduced testing | NY-Analytical | 390 | Conforms (Done) |  |  |  |  | TM 411 | TM411
7O4OU555 | IR Identification (TM 411) | IR Identification | Identification | Identification | Lidocaine Base USP | Analytical-Chem_NY_Lidocaine Base USP | NY-Analytical | 390 | Conforms (Done) |  |  |  |  | TM 411 | TM411
7O4OU555 | IR Identification (TM 411) | IR Identification | Identification | Identification | Lidocaine Base USP | Analytical-Chem_NY_Lidocaine Base USP | NY-Analytical | 390 | [5 empty] | TM 411 | TM411
7O4OU555 | Heavy Metals | Heavy Metals | Heavy Metals | Heavy Metals | Lidocaine Base USP | Analytical-Chem_NY_Lidocaine Base USP | NY-Analytical | 833 |  | ug/g | FDA,3 |  | 0.002 | USP | USP
7O4OU555 | Contamination (TM 208) | Contamination | Chemical Inspection | Chemical Inspection | Lidocaine Base USP | Analytical-Chem_NY_Lidocaine Reduced testing | NY-Analytical | 792 | Conforms (Done) |  |  |  |  | TM 208 | TM208
7O4OU555 | Contamination (TM 208) | Contamination | Chemical Inspection | Chemical Inspection | Lidocaine Base USP | Analytical-Chem_NY_Lidocaine Base USP | NY-Analytical | 792 | Conforms (Done) |  |  |  |  | TM 208 | TM208
7O4OU555 | Contamination (TM 208) | Contamination | Chemical Inspection | Chemical Inspection | Lidocaine Base USP | Analytical-Chem_NY_Lidocaine Base USP | NY-Analytical | 792 | [5 empty] | TM 208 | TM208
7O4OU555 | Color (TM 208) | Color | Chemical Inspection | Chemical Inspection | Lidocaine Base USP | Analytical-Chem_NY_Lidocaine Reduced testing | NY-Analytical | 792 | Conforms (Done) |  |  |  |  | TM 208 | TM208
7O4OU555 | Color (TM 208) | Color | Chemical Inspection | Chemical Inspection | Lidocaine Base USP | Analytical-Chem_NY_Lidocaine Base USP | NY-Analytical | 792 | Conforms (Done) |  |  |  |  | TM 208 | TM208
7O4OU555 | Color (TM 208) | Color | Chemical Inspection | Chemical Inspection | Lidocaine Base USP | Analytical-Chem_NY_Lidocaine Base USP | NY-Analytical | 792 | [5 empty] | TM 208 | TM208
7O4OU555 | Chloride | Chloride | Chloride | Chloride | Lidocaine Base USP | Analytical-Chem_NY_Lidocaine Base USP | NY-Analytical | 832 |  | % | FDA,4 |  | 0.0035 | USP | USP
7O4OU555 | Certificate of Analysis | Certificate of Analysis | Certificate of Analysis | Certificate of Analysis | Lidocaine Base USP | Analytical-Chem_NY_Lidocaine Base USP | NY-Analytical | 743 | Conforms (Done) |  |  |  |  | Default | Default
7O4OU555 | Certificate of Analysis | Certificate of Analysis | Certificate of Analysis | Certificate of Analysis | Lidocaine Base USP | Analytical-Chem_NY_Lidocaine Reduced testing | NY-Analytical | 743 | Conforms (Done) |  |  |  |  | Default | Default
7O4OU555 | Certificate of Analysis | Certificate of Analysis | Certificate of Analysis | Certificate of Analysis | Lidocaine Base USP | Analytical-Chem_NY_Lidocaine Base USP | NY-Analytical | 743 | [5 empty] | Default | Default
7O4OU555 | Assay | Assay | Assay | Assay | Lidocaine Base USP | Analytical-Chem_NY_Lidocaine Reduced testing | NY-Analytical | 796 |  | % | FDA,1 | 97.5 | 102.5 | USP | USP
7O4OU555 | Assay | Assay | Assay | Assay | Lidocaine Base USP | Analytical-Chem_NY_Lidocaine Base USP | NY-Analytical | 796 |  | % | FDA,1 | 97.5 | 102.5 | USP | USP
7O4OU555 | Appearance (TM 208) | Appearance | Chemical Inspection | Chemical Inspection | Lidocaine Base USP | Analytical-Chem_NY_Lidocaine Reduced testing | NY-Analytical | 792 | Conforms (Done) |  |  |  |  | TM 208 | TM208
7O4OU555 | Appearance (TM 208) | Appearance | Chemical Inspection | Chemical Inspection | Lidocaine Base USP | Analytical-Chem_NY_Lidocaine Base USP | NY-Analytical | 792 | Conforms (Done) |  |  |  |  | TM 208 | TM208
7O4OU555 | Appearance (TM 208) | Appearance | Chemical Inspection | Chemical Inspection | Lidocaine Base USP | Analytical-Chem_NY_Lidocaine Base USP | NY-Analytical | 792 | [5 empty] | TM 208 | TM208
7O4OP075 | SG | Spacific Gravity | Specific Gravity at 25�C | Specific Gravity at 25°C | Magique Lift 02 LF | Analytical - Chem_NY_Magique Lift 02LF | NY-Analytical | 402 |  |  | FDA,3 | 0.938 | 0.948 | TM 202 | TM202
7O4OP075 | Refractive Index | Refractive Index | Refractive Index at 25�C | Refractive Index at 25°C | Magique Lift 02 LF | Analytical - Chem_NY_Magique Lift 02LF | NY-Analytical | 451 |  |  | FDA,3 | 1.474 | 1.484 | TM 204 | TM204
7O4OP075 | Odor (TM 208) | Odor | Chemical Inspection | Chemical Inspection | Magique Lift 02 LF | Analytical - Chem_NY_Magique Lift 02LF | NY-Analytical | 792 | Conforms (Done) |  |  |  |  | TM208/220/230/USP/Kao LM | TM208
7O4OP075 | IR Identification | IR Identification | Identification | Identification | Magique Lift 02 LF | Analytical - Chem_NY_Magique Lift 02LF | NY-Analytical | 390 | Conforms (Done) |  |  |  |  | TM 411 | TM411
7O4OP075 | Contamination (TM 208) | Contamination | Chemical Inspection | Chemical Inspection | Magique Lift 02 LF | Analytical - Chem_NY_Magique Lift 02LF | NY-Analytical | 792 | Conforms (Done) |  |  |  |  | TM208/220/230/USP/Kao LM | TM208
7O4OP075 | Color (TM 208) | Color | Chemical Inspection | Chemical Inspection | Magique Lift 02 LF | Analytical - Chem_NY_Magique Lift 02LF | NY-Analytical | 792 | Conforms (Done) |  |  |  |  | TM208/220/230/USP/Kao LM | TM208
7O4OP075 | Certificate of Analysis | Certificate of Analysis | Certificate of Analysis | Certificate of Analysis | Magique Lift 02 LF | Analytical - Chem_NY_Magique Lift 02LF | NY-Analytical | 743 | Conforms (Done) |  |  |  |  | Default | Default
7O4OP075 | Appearance (TM 208) | Appearance | Chemical Inspection | Chemical Inspection | Magique Lift 02 LF | Analytical - Chem_NY_Magique Lift 02LF | NY-Analytical | 792 | Conforms (Done) |  |  |  |  | TM208/220/230/USP/Kao LM | TM208
7O4OQ084 | SG | Spacific Gravity | Specific Gravity at 25�C | Specific Gravity at 25°C | Maquat MO2525M - 80% | Analytical - Chem_NY_Isopropyl alcohol 99% USP_Reduced Test | NY-Analytical | 402 |  |  | FDA,3 | 0.783 | 0.787 | TM 202 | TM202
7O4OQ084 | pH (10% Solution) | pH (10% Solution) | pH | pH | Maquat MO2525M - 80% | Analytical - Chem_125A | NY-Analytical | 398 |  |  | FDA,1 | 6 | 8 | TM 200 | TM200
7O4OQ084 | Odor (TM 208) | Odor | Chemical Inspection | Chemical Inspection | Maquat MO2525M - 80% | Analytical - Chem_NY_Isopropyl alcohol 99% USP_Reduced Test | NY-Analytical | 792 | Conforms (Done) |  |  |  |  | TM208/220/230/USP/Kao LM | TM208
7O4OQ084 | Odor (TM 208) | Odor | Chemical Inspection | Chemical Inspection | Maquat MO2525M - 80% | Analytical - Chem_125A | NY-Analytical | 792 | Conforms (Done) |  |  |  |  | TM208/220/230/USP/Kao LM | TM208
7O4OQ084 | Odor (TM 208) | Odor | Chemical Inspection | Chemical Inspection | Maquat MO2525M - 80% | Analytical - Chem_125A | NY-Analytical | 792 | [5 empty] | TM208/220/230/USP/Kao LM | TM208
7O4OQ084 | IR Identification | IR Identification | Identification | Identification | Maquat MO2525M - 80% | Analytical - Chem_125A | NY-Analytical | 390 | Conforms (Done) |  |  |  |  | TM 411 | TM411
7O4OQ084 | IR Identification | IR Identification | Identification | Identification | Maquat MO2525M - 80% | Analytical - Chem_NY_Isopropyl alcohol 99% USP_Reduced Test | NY-Analytical | 390 | Conforms (Done) |  |  |  |  | TM 411 | TM411
7O4OQ084 | IR Identification | IR Identification | Identification | Identification | Maquat MO2525M - 80% | Analytical - Chem_125A | NY-Analytical | 390 | [5 empty] | TM 411 | TM411
7O4OQ084 | Contamination (TM 208) | Contamination | Chemical Inspection | Chemical Inspection | Maquat MO2525M - 80% | Analytical - Chem_125A | NY-Analytical | 792 | Conforms (Done) |  |  |  |  | TM208/220/230/USP/Kao LM | TM208
7O4OQ084 | Contamination (TM 208) | Contamination | Chemical Inspection | Chemical Inspection | Maquat MO2525M - 80% | Analytical - Chem_NY_Isopropyl alcohol 99% USP_Reduced Test | NY-Analytical | 792 | Conforms (Done) |  |  |  |  | TM208/220/230/USP/Kao LM | TM208
7O4OQ084 | Contamination (TM 208) | Contamination | Chemical Inspection | Chemical Inspection | Maquat MO2525M - 80% | Analytical - Chem_125A | NY-Analytical | 792 | [5 empty] | TM208/220/230/USP/Kao LM | TM208
7O4OQ084 | Color (TM 208) | Color | Chemical Inspection | Chemical Inspection | Maquat MO2525M - 80% | Analytical - Chem_NY_Isopropyl alcohol 99% USP_Reduced Test | NY-Analytical | 792 | Conforms (Done) |  |  |  |  | TM208/220/230/USP/Kao LM | TM208
7O4OQ084 | Color (TM 208) | Color | Chemical Inspection | Chemical Inspection | Maquat MO2525M - 80% | Analytical - Chem_125A | NY-Analytical | 792 | Conforms (Done) |  |  |  |  | TM208/220/230/USP/Kao LM | TM208
7O4OQ084 | Color (TM 208) | Color | Chemical Inspection | Chemical Inspection | Maquat MO2525M - 80% | Analytical - Chem_125A | NY-Analytical | 792 | [5 empty] | TM208/220/230/USP/Kao LM | TM208
7O4OQ084 | Certificate of Analysis | Certificate of Analysis | Certificate of Analysis | Certificate of Analysis | Maquat MO2525M - 80% | Analytical - Chem_125A | NY-Analytical | 743 | Conforms (Done) |  |  |  |  | Default | Default
7O4OQ084 | Certificate of Analysis | Certificate of Analysis | Certificate of Analysis | Certificate of Analysis | Maquat MO2525M - 80% | Analytical - Chem_NY_Isopropyl alcohol 99% USP_Reduced Test | NY-Analytical | 743 | Conforms (Done) |  |  |  |  | Default | Default
7O4OQ084 | Certificate of Analysis | Certificate of Analysis | Certificate of Analysis | Certificate of Analysis | Maquat MO2525M - 80% | Analytical - Chem_125A | NY-Analytical | 743 | [5 empty] | Default | Default
7O4OQ084 | Assay Final | Assay Final | Assay | Assay | Maquat MO2525M - 80% | Analytical - Chem_125A | NY-Analytical | 796 |  | % | FDA,1 | 76 | 84 | TM 301/434 | TM301_TM434
7O4OQ084 | Assay Final | Assay Final | Assay | Assay | Maquat MO2525M - 80% | Analytical - Chem_NY_Isopropyl alcohol 99% USP_Reduced Test | NY-Analytical | 796 |  | % | FDA,1 | 99 |  | TM 376 | TM376
7O4OQ084 | Assay | Assay | Assay | Assay | Maquat MO2525M - 80% | Analytical - Chem_125A | NY-Analytical | 796 |  | % | FDA,1 | 76 | 84 | TM 301/434 | TM301_TM434
7O4OQ084 | Assay | Assay | Assay | Assay | Maquat MO2525M - 80% | Analytical - Chem_NY_Isopropyl alcohol 99% USP_Reduced Test | NY-Analytical | 796 |  | % | FDA,1 | 99 |  | TM 376 | TM376
7O4OQ084 | Appearance (TM 208) | Appearance | Chemical Inspection | Chemical Inspection | Maquat MO2525M - 80% | Analytical - Chem_125A | NY-Analytical | 792 | Conforms (Done) |  |  |  |  | TM208/220/230/USP/Kao LM | TM208
7O4OQ084 | Appearance (TM 208) | Appearance | Chemical Inspection | Chemical Inspection | Maquat MO2525M - 80% | Analytical - Chem_NY_Isopropyl alcohol 99% USP_Reduced Test | NY-Analytical | 792 | Conforms (Done) |  |  |  |  | TM208/220/230/USP/Kao LM | TM208
7O4OQ084 | Appearance (TM 208) | Appearance | Chemical Inspection | Chemical Inspection | Maquat MO2525M - 80% | Analytical - Chem_125A | NY-Analytical | 792 | [5 empty] | TM208/220/230/USP/Kao LM | TM208
7B4OP113 | pH | pH | pH | pH | Mentha Piperita Extract | Analytical-Chem_NY_Mentha Piperita Extract_01 | NY-Analytical | 398 |  |  | FDA,1 | 4 | 5 | TM 200 | TM200
7B4OP113 | Odor (TM 208) | Odor | Chemical Inspection | Chemical Inspection | Mentha Piperita Extract | Analytical-Chem_NY_Mentha Piperita Extract_01 | NY-Analytical | 792 | Conforms (Done) |  |  |  |  | TM 208 | TM208
7B4OP113 | Contamination (TM 208) | Contamination | Chemical Inspection | Chemical Inspection | Mentha Piperita Extract | Analytical-Chem_NY_Mentha Piperita Extract_01 | NY-Analytical | 792 | Conforms (Done) |  |  |  |  | TM 208 | TM208
7B4OP113 | Color (TM 208) | Color | Chemical Inspection | Chemical Inspection | Mentha Piperita Extract | Analytical-Chem_NY_Mentha Piperita Extract_01 | NY-Analytical | 792 | Conforms (Done) |  |  |  |  | TM 208 | TM208
7B4OP113 | Certificate of Analysis | Certificate of Analysis | Certificate of Analysis | Certificate of Analysis | Mentha Piperita Extract | Analytical-Chem_NY_Mentha Piperita Extract_01 | NY-Analytical | 743 | Conforms (Done) |  |  |  |  | Default | Default
7B4OP113 | Appearance (TM 208) | Appearance | Chemical Inspection | Chemical Inspection | Mentha Piperita Extract | Analytical-Chem_NY_Mentha Piperita Extract_01 | NY-Analytical | 792 | Conforms (Done) |  |  |  |  | TM 208 | TM208
7L4OP027 | Unknown impurities | Unknown impurities | Individual Impurity | Individual Impurity | Menthol USP | Analytical-Chem_NY_Menthol USP | NY-Analytical | 964 |  | % | FDA,1 |  | 0.1 | USP/NF | USP_NF
7L4OP027 | Total Impurities | Total Impurities | Total Impurities | Total Impurities | Menthol USP | Analytical-Chem_NY_Menthol USP | NY-Analytical | 965 |  | % | FDA,1 |  | 2 | USP/NF | USP_NF
7L4OP027 | Specific Rotation | Specific Rotation | Specific Rotation | Specific Rotation | Menthol USP | Analytical-Chem_NY_Menthol USP | NY-Analytical | 863 |  | ° | FDA,0 | -51 | -45 | USP | USP
7L4OP027 | Pulegone | Pulegone | Individual Impurity | Individual Impurity | Menthol USP | Analytical-Chem_NY_Menthol USP | NY-Analytical | 964 |  | % | FDA,1 |  | 0.3 | USP/NF | USP_NF
7L4OP027 | Nonvolatile Residue | Nonvolatile Residue | Nonvolatile Residue | Nonvolatile Residue | Menthol USP | Analytical-Chem_NY_Menthol USP | NY-Analytical | 797 |  | % w/v | FDA,2 |  | 0.05 | USP | USP
7L4OP027 | Neo-Menthol | Neo-Menthol | Individual Impurity | Individual Impurity | Menthol USP | Analytical-Chem_NY_Menthol USP | NY-Analytical | 964 |  | % | FDA,1 |  | 0.3 | USP/NF | USP_NF
7L4OP027 | Menthone | Menthone | Individual Impurity | Individual Impurity | Menthol USP | Analytical-Chem_NY_Menthol USP | NY-Analytical | 964 |  | % | FDA,1 |  | 0.3 | USP/NF | USP_NF
7L4OP027 | Melting Range - Start | Melting Range - Start | Melting Range | Melting Range | Menthol USP | Analytical-Chem_NY_Menthol USP | NY-Analytical | 809 |  | C | FDA,0 | 41 | 44 | USP | USP
7L4OP027 | Melting Range - End | Melting Range - End | Melting Range | Melting Range | Menthol USP | Analytical-Chem_NY_Menthol USP | NY-Analytical | 809 |  | C | FDA,0 | 41 | 44 | USP | USP
7L4OP027 | Iso-Pulegol | Iso-Pulegol | Individual Impurity | Individual Impurity | Menthol USP | Analytical-Chem_NY_Menthol USP | NY-Analytical | 964 |  | % | FDA,1 |  | 0.3 | USP/NF | USP_NF
7L4OP027 | Iso-Menthone | Iso-Menthone | Individual Impurity | Individual Impurity | Menthol USP | Analytical-Chem_NY_Menthol USP | NY-Analytical | 964 |  | % | FDA,1 |  | 0.3 | USP/NF | USP_NF
7L4OP027 | Identification B | Identification B | Identification B | Identification B | Menthol USP | Analytical-Chem_NY_Menthol USP | NY-Analytical | 456 | Conforms (Done) |  |  |  |  | USP/NF | USP_NF
7L4OP027 | Identification A | Identification A | Identification A | Identification A | Menthol USP | Analytical-Chem_NY_Menthol USP | NY-Analytical | 455 | Conforms (Done) |  |  |  |  | USP/NF | USP_NF
7L4OP027 | Certificate of Analysis | Certificate of Analysis | Certificate of Analysis | Certificate of Analysis | Menthol USP | Analytical-Chem_NY_Menthol USP | NY-Analytical | 743 | Conforms (Done) |  |  |  |  | Default | Default
7L4OP027 | Assay Final | Assay Final | Assay | Assay | Menthol USP | Analytical-Chem_NY_Menthol USP | NY-Analytical | 796 |  | % | FDA,1 | 98 | 102 | USP/NF | USP_NF
7L4OP027 | Assay | Assay | Assay | Assay | Menthol USP | Analytical-Chem_NY_Menthol USP | NY-Analytical | 796 |  | % | FDA,1 | 98 | 102 | USP/NF | USP_NF
7C4OD232 | Odor (TM 208) | Odor | Chemical Inspection | Chemical Inspection | Methylparaben NF/USP | Analytical - Chem_NY_Methylparaben NF/USP | NY-Analytical | 792 | Conforms (Done) |  |  |  |  | TM208/220/230/USP/Kao LM | TM208
7C4OD232 | Odor (TM 208) | Odor | Chemical Inspection | Chemical Inspection | Methylparaben NF/USP | Analytical - Chem_NY_Propylparaben USP | NY-Analytical | 792 | Conforms (Done) |  |  |  |  | TM208/220/230/USP/Kao LM | TM208
7C4OD232 | Odor (TM 208) | Odor | Chemical Inspection | Chemical Inspection | Methylparaben NF/USP | Analytical - Chem_NY_Methylparaben NF/USP | NY-Analytical | 792 | [5 empty] | TM208/220/230/USP/Kao LM | TM208
7C4OD232 | IR Identification | IR Identification | Identification | Identification | Methylparaben NF/USP | Analytical - Chem_NY_Propylparaben USP | NY-Analytical | 390 | Conforms (Done) |  |  |  |  | USP <197M> | USP_197M
7C4OD232 | IR Identification | IR Identification | Identification | Identification | Methylparaben NF/USP | Analytical - Chem_NY_Methylparaben NF/USP | NY-Analytical | 390 | Conforms (Done) |  |  |  |  | TM 411 | TM411
7C4OD232 | IR Identification | IR Identification | Identification | Identification | Methylparaben NF/USP | Analytical - Chem_NY_Methylparaben NF/USP | NY-Analytical | 390 | [5 empty] | TM 411 | TM411
7C4OD232 | Contamination (TM 208) | Contamination | Chemical Inspection | Chemical Inspection | Methylparaben NF/USP | Analytical - Chem_NY_Propylparaben USP | NY-Analytical | 792 | Conforms (Done) |  |  |  |  | TM208/220/230/USP/Kao LM | TM208
7C4OD232 | Contamination (TM 208) | Contamination | Chemical Inspection | Chemical Inspection | Methylparaben NF/USP | Analytical - Chem_NY_Methylparaben NF/USP | NY-Analytical | 792 | Conforms (Done) |  |  |  |  | TM208/220/230/USP/Kao LM | TM208
7C4OD232 | Contamination (TM 208) | Contamination | Chemical Inspection | Chemical Inspection | Methylparaben NF/USP | Analytical - Chem_NY_Methylparaben NF/USP | NY-Analytical | 792 | [5 empty] | TM208/220/230/USP/Kao LM | TM208
7C4OD232 | Certificate of Analysis | Certificate of Analysis | Certificate of Analysis | Certificate of Analysis | Methylparaben NF/USP | Analytical - Chem_NY_Methylparaben NF/USP | NY-Analytical | 743 | Conforms (Done) |  |  |  |  | Default | Default
7C4OD232 | Certificate of Analysis | Certificate of Analysis | Certificate of Analysis | Certificate of Analysis | Methylparaben NF/USP | Analytical - Chem_NY_Propylparaben USP | NY-Analytical | 743 | Conforms (Done) |  |  |  |  | Default | Default
7C4OD232 | Certificate of Analysis | Certificate of Analysis | Certificate of Analysis | Certificate of Analysis | Methylparaben NF/USP | Analytical - Chem_NY_Methylparaben NF/USP | NY-Analytical | 743 | [5 empty] | Default | Default
7C4OD232 | Assay Final | Assay Final | Assay | Assay | Methylparaben NF/USP | Analytical - Chem_NY_Methylparaben NF/USP | NY-Analytical | 796 |  | % | FDA,1 | 98 | 102 | USP/NF | USP_NF
7C4OD232 | Assay Final | Assay Final | Assay | Assay | Methylparaben NF/USP | Analytical - Chem_NY_Propylparaben USP | NY-Analytical | 796 |  | % | FDA,1 | 98 | 102 | USP/NF | USP_NF
7C4OD232 | Assay | Assay | Assay | Assay | Methylparaben NF/USP | Analytical - Chem_NY_Methylparaben NF/USP | NY-Analytical | 796 |  | % | FDA,1 | 98 | 102 | USP/NF | USP_NF
7C4OD232 | Assay | Assay | Assay | Assay | Methylparaben NF/USP | Analytical - Chem_NY_Propylparaben USP | NY-Analytical | 796 |  | % | FDA,1 | 98 | 102 | USP/NF | USP_NF
7C4OD232 | Appearance (TM 208) | Appearance | Chemical Inspection | Chemical Inspection | Methylparaben NF/USP | Analytical - Chem_NY_Methylparaben NF/USP | NY-Analytical | 792 | Conforms (Done) |  |  |  |  | TM208/220/230/USP/Kao LM | TM208
7C4OD232 | Appearance (TM 208) | Appearance | Chemical Inspection | Chemical Inspection | Methylparaben NF/USP | Analytical - Chem_NY_Methylparaben NF/USP | NY-Analytical | 792 | [5 empty] | TM208/220/230/USP/Kao LM | TM208
7C4OD232 | Appearance (TM 208) | Appearance | Chemical Inspection | Chemical Inspection | Methylparaben NF/USP | Analytical - Chem_NY_Propylparaben USP | NY-Analytical | 792 | Conforms (Done) |  |  |  |  | TM208/220/230/USP/Kao LM | TM208
7D4AA580 | Odor (TM 208) | Odor | Chemical Inspection | Chemical Inspection | Monoethanolamine | Analytical-Chem_NY_Monoethanolamine | NY-Analytical | 792 | Conforms (Done) |  |  |  |  | TM208/220/230/USP/Kao LM | TM208
7D4AA580 | IR Identification | IR Identification | Identification | Identification | Monoethanolamine | Analytical-Chem_NY_Monoethanolamine | NY-Analytical | 390 | Conforms (Done) |  |  |  |  | TM 411 | TM411
7D4AA580 | Contamination (TM 208) | Contamination | Chemical Inspection | Chemical Inspection | Monoethanolamine | Analytical-Chem_NY_Monoethanolamine | NY-Analytical | 792 | Conforms (Done) |  |  |  |  | TM208/220/230/USP/Kao LM | TM208
7D4AA580 | Color (TM 208) | Color | Chemical Inspection | Chemical Inspection | Monoethanolamine | Analytical-Chem_NY_Monoethanolamine | NY-Analytical | 792 | Conforms (Done) |  |  |  |  | TM208/220/230/USP/Kao LM | TM208
7D4AA580 | Certificate of Analysis | Certificate of Analysis | Certificate of Analysis | Certificate of Analysis | Monoethanolamine | Analytical-Chem_NY_Monoethanolamine | NY-Analytical | 743 | Conforms (Done) |  |  |  |  | Default | Default
7D4AA580 | Appearance (TM 208) | Appearance | Chemical Inspection | Chemical Inspection | Monoethanolamine | Analytical-Chem_NY_Monoethanolamine | NY-Analytical | 792 | Conforms (Done) |  |  |  |  | TM208/220/230/USP/Kao LM | TM208
7O4OH247 | pH (1% w/v aqueous solution) | pH (1% w/v aqueous Solution) | pH | pH | Multitrope 1214 | Analytical - Chem_143A | NY-Analytical | 398 |  |  | FDA,1 |  | 2 | TM 200 | TM200
7O4OH247 | IR Identification | IR Identification | Identification | Identification | Multitrope 1214 | Analytical - Chem_143A | NY-Analytical | 390 | Conforms (Done) |  |  |  |  | TM 411 | TM411
7O4OH247 | Contamination (TM 208) | Contamination | Chemical Inspection | Chemical Inspection | Multitrope 1214 | Analytical - Chem_143A | NY-Analytical | 792 | Conforms (Done) |  |  |  |  | TM208/220/230/USP/Kao LM | TM208
7O4OH247 | Color (TM 208) | Color | Chemical Inspection | Chemical Inspection | Multitrope 1214 | Analytical - Chem_143A | NY-Analytical | 792 | Conforms (Done) |  |  |  |  | TM208/220/230/USP/Kao LM | TM208
7O4OH247 | Certificate of Analysis | Certificate of Analysis | Certificate of Analysis | Certificate of Analysis | Multitrope 1214 | Analytical - Chem_143A | NY-Analytical | 743 | Conforms (Done) |  |  |  |  | Default | Default
7O4OH247 | Appearance (TM 208) | Appearance | Chemical Inspection | Chemical Inspection | Multitrope 1214 | Analytical - Chem_143A | NY-Analytical | 792 | Conforms (Done) |  |  |  |  | TM208/220/230/USP/Kao LM | TM208
7O4OJ123 | Odor (TM 208) | Odor | Chemical Inspection | Chemical Inspection | NET-KOB | Analytical-Chem_NY_NET-KOB | NY-Analytical | 792 | Conforms (Done) |  |  |  |  | TM208/220/230/USP/Kao LM | TM208
7O4OJ123 | IR Identification | IR Identification | Identification | Identification | NET-KOB | Analytical-Chem_NY_NET-KOB | NY-Analytical | 390 | Conforms (Done) |  |  |  |  | TM 411 | TM411
7O4OJ123 | Contamination (TM 208) | Contamination | Chemical Inspection | Chemical Inspection | NET-KOB | Analytical-Chem_NY_NET-KOB | NY-Analytical | 792 | Conforms (Done) |  |  |  |  | TM208/220/230/USP/Kao LM | TM208
7O4OJ123 | Color (TM 208) | Color | Chemical Inspection | Chemical Inspection | NET-KOB | Analytical-Chem_NY_NET-KOB | NY-Analytical | 792 | Conforms (Done) |  |  |  |  | TM208/220/230/USP/Kao LM | TM208
7O4OJ123 | Certificate of Analysis | Certificate of Analysis | Certificate of Analysis | Certificate of Analysis | NET-KOB | Analytical-Chem_NY_NET-KOB | NY-Analytical | 743 | Conforms (Done) |  |  |  |  | Default | Default
7O4OJ123 | Appearance (TM 208) | Appearance | Chemical Inspection | Chemical Inspection | NET-KOB | Analytical-Chem_NY_NET-KOB | NY-Analytical | 792 | Conforms (Done) |  |  |  |  | TM208/220/230/USP/Kao LM | TM208
7O4DX220 | SG | Spacific Gravity | Specific Gravity at 25�C | Specific Gravity at 25°C | Neutralizing Agent | Analytical-Chem_NY_Neutralizing Agent | NY-Analytical | 402 |  |  | FDA,4 | 1.088 | 1.118 | TM 202 | TM202
7O4DX220 | Refractive Index | Refractive Index | Refractive Index at 25�C | Refractive Index at 25°C | Neutralizing Agent | Analytical-Chem_NY_Neutralizing Agent | NY-Analytical | 451 |  |  | FDA,4 | 1.46 | 1.48 | TM 204 | TM204
7O4DX220 | Odor (TM 208) | Odor | Chemical Inspection | Chemical Inspection | Neutralizing Agent | Analytical-Chem_NY_Neutralizing Agent | NY-Analytical | 792 | Conforms (Done) |  |  |  |  | TM208/220/230/USP/Kao LM | TM208
7O4DX220 | IR Identification | IR Identification | Identification | Identification | Neutralizing Agent | Analytical-Chem_NY_Neutralizing Agent | NY-Analytical | 390 | Conforms (Done) |  |  |  |  | TM 411 | TM411
7O4DX220 | Contamination (TM 208) | Contamination | Chemical Inspection | Chemical Inspection | Neutralizing Agent | Analytical-Chem_NY_Neutralizing Agent | NY-Analytical | 792 | Conforms (Done) |  |  |  |  | TM208/220/230/USP/Kao LM | TM208
7O4DX220 | Color (TM 208) | Color | Chemical Inspection | Chemical Inspection | Neutralizing Agent | Analytical-Chem_NY_Neutralizing Agent | NY-Analytical | 792 | Conforms (Done) |  |  |  |  | TM208/220/230/USP/Kao LM | TM208
7O4DX220 | Certificate of Analysis | Certificate of Analysis | Certificate of Analysis | Certificate of Analysis | Neutralizing Agent | Analytical-Chem_NY_Neutralizing Agent | NY-Analytical | 743 | Conforms (Done) |  |  |  |  | Default | Default
7O4DX220 | Appearance (TM 208) | Appearance | Chemical Inspection | Chemical Inspection | Neutralizing Agent | Analytical-Chem_NY_Neutralizing Agent | NY-Analytical | 792 | Conforms (Done) |  |  |  |  | TM208/220/230/USP/Kao LM | TM208
7E4OP601 | Certificate of Analysis | Certificate of Analysis | Certificate of Analysis | Certificate of Analysis | Nipaguard IPF | Analytical - Chem_102A | NY-Analytical | 743 | Conforms (Done) |  |  |  |  | Default | Default
7D4OQ209 | SG | Spacific Gravity | Specific Gravity at 25�C | Specific Gravity at 25°C | NP Baby Wipe Fragrance | Analytical - Chem_92A | NY-Analytical | 402 |  |  | FDA,4 | 1.0399 | 1.0599 | TM 202 | TM202
7D4OQ209 | Refractive Index | Refractive Index | Refractive Index at 25�C | Refractive Index at 25°C | NP Baby Wipe Fragrance | Analytical - Chem_92A | NY-Analytical | 451 |  |  | FDA,4 | 1.507 | 1.5272 | TM 204 | TM204
7D4OQ209 | Odor (TM 208) | Odor | Chemical Inspection | Chemical Inspection | NP Baby Wipe Fragrance | Analytical - Chem_92A | NY-Analytical | 792 | Conforms (Done) |  |  |  |  | TM208/220/230/USP/Kao LM | TM208
7D4OQ209 | IR Identification | IR Identification | Identification | Identification | NP Baby Wipe Fragrance | Analytical - Chem_92A | NY-Analytical | 390 | Conforms (Done) |  |  |  |  | TM 411 | TM411
7D4OQ209 | Contamination (TM 208) | Contamination | Chemical Inspection | Chemical Inspection | NP Baby Wipe Fragrance | Analytical - Chem_92A | NY-Analytical | 792 | Conforms (Done) |  |  |  |  | TM208/220/230/USP/Kao LM | TM208
7D4OQ209 | Certificate of Analysis | Certificate of Analysis | Certificate of Analysis | Certificate of Analysis | NP Baby Wipe Fragrance | Analytical - Chem_92A | NY-Analytical | 743 | Conforms (Done) |  |  |  |  | Default | Default
7D4OQ209 | Appearance (TM 208) | Appearance | Chemical Inspection | Chemical Inspection | NP Baby Wipe Fragrance | Analytical - Chem_92A | NY-Analytical | 792 | Conforms (Done) |  |  |  |  | TM208/220/230/USP/Kao LM | TM208
7F4OQ028 | SG | Spacific Gravity | Specific Gravity at 25�C | Specific Gravity at 25°C | Octyldodecyl Stearoyl Stearate | Analytical-Chem_NY_Octyldodecyl Stearoyl Stearate | NY-Analytical | 402 |  |  | FDA,4 | 0.865 | 0.885 | TM 202 | TM202
7F4OQ028 | Refractive Index | Refractive Index | Refractive Index at 25�C | Refractive Index at 25°C | Octyldodecyl Stearoyl Stearate | Analytical-Chem_NY_Octyldodecyl Stearoyl Stearate | NY-Analytical | 451 |  |  | FDA,4 | 1.455 | 1.46 | TM 204 | TM204
7F4OQ028 | Odor (TM 208) | Odor | Chemical Inspection | Chemical Inspection | Octyldodecyl Stearoyl Stearate | Analytical-Chem_NY_Octyldodecyl Stearoyl Stearate | NY-Analytical | 792 | Conforms (Done) |  |  |  |  | TM208/220/230/USP/Kao LM | TM208
7F4OQ028 | IR Identification | IR Identification | Identification | Identification | Octyldodecyl Stearoyl Stearate | Analytical-Chem_NY_Octyldodecyl Stearoyl Stearate | NY-Analytical | 390 | Conforms (Done) |  |  |  |  | TM 411 | TM411
7F4OQ028 | Contamination (TM 208) | Contamination | Chemical Inspection | Chemical Inspection | Octyldodecyl Stearoyl Stearate | Analytical-Chem_NY_Octyldodecyl Stearoyl Stearate | NY-Analytical | 792 | Conforms (Done) |  |  |  |  | TM208/220/230/USP/Kao LM | TM208
7F4OQ028 | Color (TM 208) | Color | Chemical Inspection | Chemical Inspection | Octyldodecyl Stearoyl Stearate | Analytical-Chem_NY_Octyldodecyl Stearoyl Stearate | NY-Analytical | 792 | Conforms (Done) |  |  |  |  | TM208/220/230/USP/Kao LM | TM208
7F4OQ028 | Certificate of Analysis | Certificate of Analysis | Certificate of Analysis | Certificate of Analysis | Octyldodecyl Stearoyl Stearate | Analytical-Chem_NY_Octyldodecyl Stearoyl Stearate | NY-Analytical | 743 | Conforms (Done) |  |  |  |  | Default | Default
7F4OQ028 | Appearance (TM 208) | Appearance | Chemical Inspection | Chemical Inspection | Octyldodecyl Stearoyl Stearate | Analytical-Chem_NY_Octyldodecyl Stearoyl Stearate | NY-Analytical | 792 | Conforms (Done) |  |  |  |  | TM208/220/230/USP/Kao LM | TM208
7A4BL625 | Odor (TM 208) | Odor | Chemical Inspection | Chemical Inspection | Oliec Acid FCC | Analytical - Chem_11A | NY-Analytical | 792 | Conforms (Done) |  |  |  |  | TM208/220/230/USP/Kao LM | TM208
7A4BL625 | IR Identification | IR Identification | Identification | Identification | Oliec Acid FCC | Analytical - Chem_11A | NY-Analytical | 390 | Conforms (Done) |  |  |  |  | TM 411 | TM411
7A4BL625 | Contamination (TM 208) | Contamination | Chemical Inspection | Chemical Inspection | Oliec Acid FCC | Analytical - Chem_11A | NY-Analytical | 792 | Conforms (Done) |  |  |  |  | TM208/220/230/USP/Kao LM | TM208
7A4BL625 | Color (TM 208) | Color | Chemical Inspection | Chemical Inspection | Oliec Acid FCC | Analytical - Chem_11A | NY-Analytical | 792 | Conforms (Done) |  |  |  |  | TM208/220/230/USP/Kao LM | TM208
7A4BL625 | Certificate of Analysis | Certificate of Analysis | Certificate of Analysis | Certificate of Analysis | Oliec Acid FCC | Analytical - Chem_11A | NY-Analytical | 743 | Conforms (Done) |  |  |  |  | Default | Default
7A4BL625 | Appearance (TM 208) | Appearance | Chemical Inspection | Chemical Inspection | Oliec Acid FCC | Analytical - Chem_11A | NY-Analytical | 792 | Conforms (Done) |  |  |  |  | TM208/220/230/USP/Kao LM | TM208
7A4CD419 | Odor (TM 208) | Odor | Chemical Inspection | Chemical Inspection | Parachlorometaxylenol USP grade | Analytical - Chem_13A | NY-Analytical | 792 | Conforms (Done) |  |  |  |  | TM208/220/230/USP/Kao LM | TM208
7A4CD419 | IR Identification | IR Identification | Identification | Identification | Parachlorometaxylenol USP grade | Analytical - Chem_13A | NY-Analytical | 390 | Conforms (Done) |  |  |  |  | TM 411 | TM411
7A4CD419 | Contamination (TM 208) | Contamination | Chemical Inspection | Chemical Inspection | Parachlorometaxylenol USP grade | Analytical - Chem_13A | NY-Analytical | 792 | Conforms (Done) |  |  |  |  | TM208/220/230/USP/Kao LM | TM208
7A4CD419 | Color (TM 208) | Color | Chemical Inspection | Chemical Inspection | Parachlorometaxylenol USP grade | Analytical - Chem_13A | NY-Analytical | 792 | Conforms (Done) |  |  |  |  | TM208/220/230/USP/Kao LM | TM208
7A4CD419 | Certificate of Analysis | Certificate of Analysis | Certificate of Analysis | Certificate of Analysis | Parachlorometaxylenol USP grade | Analytical - Chem_13A | NY-Analytical | 743 | Conforms (Done) |  |  |  |  | Default | Default
7A4CD419 | Appearance (TM 208) | Appearance | Chemical Inspection | Chemical Inspection | Parachlorometaxylenol USP grade | Analytical - Chem_13A | NY-Analytical | 792 | Conforms (Done) |  |  |  |  | TM208/220/230/USP/Kao LM | TM208
7O4OP093 | Odor (TM 208) | Odor | Chemical Inspection | Chemical Inspection | PEG-11Stearyl Ether | Analytical-Chem_NY_PEG-11 | NY-Analytical | 792 | Conforms (Done) |  |  |  |  | TM 208 | TM208
7O4OP093 | IR Identification (TM 411) | IR Identification | Identification | Identification | PEG-11Stearyl Ether | Analytical-Chem_NY_PEG-11 | NY-Analytical | 390 | Conforms (Done) |  |  |  |  | TM 411 | TM411
7O4OP093 | Contamination (TM 208) | Contamination | Chemical Inspection | Chemical Inspection | PEG-11Stearyl Ether | Analytical-Chem_NY_PEG-11 | NY-Analytical | 792 | Conforms (Done) |  |  |  |  | TM 208 | TM208
7O4OP093 | Color (TM 208) | Color | Chemical Inspection | Chemical Inspection | PEG-11Stearyl Ether | Analytical-Chem_NY_PEG-11 | NY-Analytical | 792 | Conforms (Done) |  |  |  |  | TM 208 | TM208
7O4OP093 | Certificate of Analysis | Certificate of Analysis | Certificate of Analysis | Certificate of Analysis | PEG-11Stearyl Ether | Analytical-Chem_NY_PEG-11 | NY-Analytical | 743 | Conforms (Done) |  |  |  |  | COA | COA
7O4OP093 | Appearance (TM 208) | Appearance | Chemical Inspection | Chemical Inspection | PEG-11Stearyl Ether | Analytical-Chem_NY_PEG-11 | NY-Analytical | 792 | Conforms (Done) |  |  |  |  | TM 208 | TM208
7B4OP093 | pH (5% aqueous @25 degree C) | pH (5% aqueous AT 25°C) | pH | pH | PEG-4 | Analytical - Chem_NY_PEG-4 | NY-Analytical | 398 |  |  | FDA,1 | 4.5 | 7.5 | TM 200 | TM200
7B4OP093 | Odor (TM 208) | Odor | Chemical Inspection | Chemical Inspection | PEG-4 | Analytical - Chem_NY_PEG-4 | NY-Analytical | 792 | Conforms (Done) |  |  |  |  | TM 208 | TM208
7B4OP093 | IR Identification | IR Identification | Identification | Identification | PEG-4 | Analytical - Chem_NY_PEG-4 | NY-Analytical | 390 | Conforms (Done) |  |  |  |  | TM 411 | TM411
7B4OP093 | Contamination (TM 208) | Contamination | Chemical Inspection | Chemical Inspection | PEG-4 | Analytical - Chem_NY_PEG-4 | NY-Analytical | 792 | Conforms (Done) |  |  |  |  | TM 208 | TM208
7B4OP093 | Color (TM 208) | Color | Chemical Inspection | Chemical Inspection | PEG-4 | Analytical - Chem_NY_PEG-4 | NY-Analytical | 792 | Conforms (Done) |  |  |  |  | TM 208 | TM208
7B4OP093 | Certificate of Analysis | Certificate of Analysis | Certificate of Analysis | Certificate of Analysis | PEG-4 | Analytical - Chem_NY_PEG-4 | NY-Analytical | 743 | Conforms (Done) |  |  |  |  | Default | Default
7B4OP093 | Appearance (TM 208) | Appearance | Chemical Inspection | Chemical Inspection | PEG-4 | Analytical - Chem_NY_PEG-4 | NY-Analytical | 792 | Conforms (Done) |  |  |  |  | TM 208 | TM208
7F4OA160 | pH (10% in water) | pH (10% in water) | pH | pH | PEG-40 Hydrogenated Castor Oil | Analytical - Chem_NY_PEG-40 Hydrogenated Castor Oil | NY-Analytical | 398 |  |  | FDA,1 | 6 | 7 | TM 200 | TM200
7F4OA160 | Odor (TM 208) | Odor | Chemical Inspection | Chemical Inspection | PEG-40 Hydrogenated Castor Oil | Analytical - Chem_NY_PEG-40 Hydrogenated Castor Oil | NY-Analytical | 792 | Conforms (Done) |  |  |  |  | TM208/220/230/USP/Kao LM | TM208
7F4OA160 | IR Identification | IR Identification | Identification | Identification | PEG-40 Hydrogenated Castor Oil | Analytical - Chem_NY_PEG-40 Hydrogenated Castor Oil | NY-Analytical | 390 | Conforms (Done) |  |  |  |  | TM 411 | TM411
7F4OA160 | Contamination (TM 208) | Contamination | Chemical Inspection | Chemical Inspection | PEG-40 Hydrogenated Castor Oil | Analytical - Chem_NY_PEG-40 Hydrogenated Castor Oil | NY-Analytical | 792 | Conforms (Done) |  |  |  |  | TM208/220/230/USP/Kao LM | TM208
7F4OA160 | Color / Appearance (TM 208) | Appearance | Chemical Inspection | Chemical Inspection | PEG-40 Hydrogenated Castor Oil | Analytical - Chem_NY_PEG-40 Hydrogenated Castor Oil | NY-Analytical | 792 | Conforms (Done) |  |  |  |  | TM208/220/230/USP/Kao LM | TM208
7F4OA160 | Certificate of Analysis | Certificate of Analysis | Certificate of Analysis | Certificate of Analysis | PEG-40 Hydrogenated Castor Oil | Analytical - Chem_NY_PEG-40 Hydrogenated Castor Oil | NY-Analytical | 743 | Conforms (Done) |  |  |  |  | Default | Default
7F4OA160 | Appearance (TM 208) | Appearance | Chemical Inspection | Chemical Inspection | PEG-40 Hydrogenated Castor Oil | Analytical - Chem_NY_PEG-40 Hydrogenated Castor Oil | NY-Analytical | 792 | Conforms (Done) |  |  |  |  | TM208/220/230/USP/Kao LM | TM208
7D4OQ967 | IR Identification | IR Identification | Identification | Identification | PEG-75 Lanolin | Analytical - Chem_94A | NY-Analytical | 390 | Conforms (Done) |  |  |  |  | TM 411 | TM411
7D4OQ967 | Contamination (TM 208) | Contamination | Chemical Inspection | Chemical Inspection | PEG-75 Lanolin | Analytical - Chem_94A | NY-Analytical | 792 | Conforms (Done) |  |  |  |  | TM208/220/230/USP/Kao LM | TM208
7D4OQ967 | Color (TM 208) | Color | Chemical Inspection | Chemical Inspection | PEG-75 Lanolin | Analytical - Chem_94A | NY-Analytical | 792 | Conforms (Done) |  |  |  |  | TM208/220/230/USP/Kao LM | TM208
7D4OQ967 | Certificate of Analysis | Certificate of Analysis | Certificate of Analysis | Certificate of Analysis | PEG-75 Lanolin | Analytical - Chem_94A | NY-Analytical | 743 | Conforms (Done) |  |  |  |  | Default | Default
7D4OQ967 | Appearance (TM 208) | Appearance | Chemical Inspection | Chemical Inspection | PEG-75 Lanolin | Analytical - Chem_94A | NY-Analytical | 792 | Conforms (Done) |  |  |  |  | TM208/220/230/USP/Kao LM | TM208
7C4OA709 | Water Content | Water Content | Water Content | Water Content | PEG-75 Shea Butter Glycerides (Lipex 102E-75 100%) | Analytical-Chem_NY_PEG-75 Shea Butter Glycerides | NY-Analytical | 959 |  | % | FDA,2 |  | 1.5 | Vatten LB | Vatten_LB
7C4OA709 | Saponification Value Final | Saponification Value Final | Saponification Value | Saponification Value | PEG-75 Shea Butter Glycerides (Lipex 102E-75 100%) | Analytical-Chem_NY_PEG-75 Shea Butter Glycerides | NY-Analytical | 810 |  | mg/g | FDA,1 | 17 | 25 | IUPAC 2.202 | IUPAC_2_202
7C4OA709 | Saponification Value | Saponification Value | Saponification Value | Saponification Value | PEG-75 Shea Butter Glycerides (Lipex 102E-75 100%) | Analytical-Chem_NY_PEG-75 Shea Butter Glycerides | NY-Analytical | 810 |  | mg/g | FDA,1 | 17 | 25 | IUPAC 2.202 | IUPAC_2_202
7C4OA709 | Peroxide Value | Peroxide Value | Peroxide Value | Peroxide Value | PEG-75 Shea Butter Glycerides (Lipex 102E-75 100%) | Analytical-Chem_NY_PEG-75 Shea Butter Glycerides | NY-Analytical | 961 |  |  | FDA,1 |  | 1 | AOCS Cd 8-53 | AOCS_Cd_8_53
7C4OA709 | color (Gardner) | Color | color (Gardner) | color (Gardner) | PEG-75 Shea Butter Glycerides (Lipex 102E-75 100%) | Analytical-Chem_NY_PEG-75 Shea Butter Glycerides | NY-Analytical | 944 |  |  | FDA,0 |  | 3 | AOCS Td 1a-64) | AOCS_Td_1a_64
7C4OA709 | Cloudpoint | Cloudpoint | Cloudpoint | Cloudpoint | PEG-75 Shea Butter Glycerides (Lipex 102E-75 100%) | Analytical-Chem_NY_PEG-75 Shea Butter Glycerides | NY-Analytical | 1000 |  | C | FDA,1 | 66 | 71 | TC276/WG2N30 930809C | TM211
7C4OA709 | Certificate of Analysis | Certificate of Analysis | Certificate of Analysis | Certificate of Analysis | PEG-75 Shea Butter Glycerides (Lipex 102E-75 100%) | Analytical-Chem_NY_PEG-75 Shea Butter Glycerides | NY-Analytical | 743 | Conforms (Done) |  |  |  |  | COA | COA
7C4OA709 | Certificate of Analysis | Certificate of Analysis | Certificate of Analysis | Certificate of Analysis | PEG-75 Shea Butter Glycerides (Lipex 102E-75 100%) | Analytical-Chem_NY_PEG-75 Shea Butter Glycerides | NY-Analytical | 743 | [5 empty] | COA | COA
7C4OA709 | Acid Value Final | Acid Value Final | Acid Value | Acid Value | PEG-75 Shea Butter Glycerides (Lipex 102E-75 100%) | Analytical-Chem_NY_PEG-75 Shea Butter Glycerides | NY-Analytical | 826 |  | mg KOH/g | FDA,2 |  | 2 | IUPAC 2.201(M) | IUPAC_2_201M
7C4OA709 | Acid Value | Acid Value | Acid Value | Acid Value | PEG-75 Shea Butter Glycerides (Lipex 102E-75 100%) | Analytical-Chem_NY_PEG-75 Shea Butter Glycerides | NY-Analytical | 826 |  | mg KOH/g | FDA,2 |  | 2 | IUPAC 2.201(M) | IUPAC_2_201M
7B4OP661 | Odor (TM 208) | Odor | Chemical Inspection | Chemical Inspection | Pemulen TR-2 | Analytical-Chem_NY_Pemulen TR-2 | NY-Analytical | 792 | Conforms (Done) |  |  |  |  | TM208/220/230/USP/Kao LM | TM208
7B4OP661 | IR Identification (TM 411) | IR Identification | Identification | Identification | Pemulen TR-2 | Analytical-Chem_NY_Pemulen TR-2 | NY-Analytical | 390 | Conforms (Done) |  |  |  |  | TM 411 | TM411
7B4OP661 | Contamination (TM 208) | Contamination | Chemical Inspection | Chemical Inspection | Pemulen TR-2 | Analytical-Chem_NY_Pemulen TR-2 | NY-Analytical | 792 | Conforms (Done) |  |  |  |  | TM208/220/230/USP/Kao LM | TM208
7B4OP661 | Color (TM 208) | Color | Chemical Inspection | Chemical Inspection | Pemulen TR-2 | Analytical-Chem_NY_Pemulen TR-2 | NY-Analytical | 792 | Conforms (Done) |  |  |  |  | TM208/220/230/USP/Kao LM | TM208
7B4OP661 | Certificate of Analysis | Certificate of Analysis | Certificate of Analysis | Certificate of Analysis | Pemulen TR-2 | Analytical-Chem_NY_Pemulen TR-2 | NY-Analytical | 743 | Conforms (Done) |  |  |  |  | COA | COA
7B4OP661 | Appearance (TM 208) | Appearance | Chemical Inspection | Chemical Inspection | Pemulen TR-2 | Analytical-Chem_NY_Pemulen TR-2 | NY-Analytical | 792 | Conforms (Done) |  |  |  |  | TM208/220/230/USP/Kao LM | TM208
7G4OP308 | Odor | Odor | Chemical Inspection | Chemical Inspection | Perfume Meadow Mist RQ-1222 | Analytical - Chem_111A | NY-Analytical | 792 | Conforms (Done) |  |  |  |  | TM 208 | TM208
7G4OP308 | Certificate of Analysis | Certificate of Analysis | Certificate of Analysis | Certificate of Analysis | Perfume Meadow Mist RQ-1222 | Analytical - Chem_111A | NY-Analytical | 743 | Conforms (Done) |  |  |  |  | Default | Default
7F4OP806 | SG | Spacific Gravity | Specific Gravity at 20�C | Specific Gravity at 20°C | Phenoxyethanol | Analytical - Chem_NY_Phenoxyethanol_7F4OP806 | NY-Analytical | 432 |  |  | FDA,3 | 1.105 | 1.11 | USP/NF | USP_NF
7R4OP485 | SG | Spacific Gravity | Specific Gravity at 20�C | Specific Gravity at 20°C | Phenoxyethanol | Analytical - Chem_NY_Phenoxyethanol_7R4OP485 | NY-Analytical | 432 |  |  | FDA,3 | 1.105 | 1.11 | USP/NF | USP_NF
7R4OP485 | Purity | Purity | Purity | Purity | Phenoxyethanol | Analytical - Chem_NY_Phenoxyethanol_7R4OP485 | NY-Analytical | 849 |  | % | FDA,1 | 98 | 102 | USP/NF | USP_NF
7F4OP806 | Phenoxyethanol Assay | Phenoxyethanol Assay | Phenoxyethanol Content | Phenoxyethanol Content | Phenoxyethanol | Analytical - Chem_NY_Phenoxyethanol_7F4OP806 | NY-Analytical | 986 |  | % | FDA,1 | 98 | 102 | USP/NF | USP_NF
7R4OP485 | Phenol | Phenol | Limit of Phenol | Limit of Phenol | Phenoxyethanol | Analytical - Chem_NY_Phenoxyethanol_7R4OP485 | NY-Analytical | 892 |  | ppm | FDA,0 |  | 25 | USP/NF | USP_NF
7F4OP806 | Phenol | Phenol | Phenol | Phenol | Phenoxyethanol | Analytical - Chem_NY_Phenoxyethanol_7F4OP806 | NY-Analytical | 905 |  | ppm | FDA,0 |  | 25 | USP/NF | USP_NF
7O4OF602 | IR Identification | IR Identification | Identification | Identification | Phenoxyethanol | Analytical - Chem_141A | NY-Analytical | 390 | Conforms (Done) |  |  |  |  | TM 411 | TM411
7O4OF602 | Contamination (TM 208) | Contamination | Chemical Inspection | Chemical Inspection | Phenoxyethanol | Analytical - Chem_141A | NY-Analytical | 792 | Conforms (Done) |  |  |  |  | TM208/220/230/USP/Kao LM | TM208
7F4OP806 | Certificate of Analysis | Certificate of Analysis | Certificate of Analysis | Certificate of Analysis | Phenoxyethanol | Analytical - Chem_NY_Phenoxyethanol_7F4OP806 | NY-Analytical | 743 | Conforms (Done) |  |  |  |  | Default | Default
7O4OF602 | Certificate of Analysis | Certificate of Analysis | Certificate of Analysis | Certificate of Analysis | Phenoxyethanol | Analytical - Chem_141A | NY-Analytical | 743 | Conforms (Done) |  |  |  |  | Default | Default
7R4OP485 | Certificate of Analysis | Certificate of Analysis | Certificate of Analysis | Certificate of Analysis | Phenoxyethanol | Analytical - Chem_NY_Phenoxyethanol_7R4OP485 | NY-Analytical | 743 | Conforms (Done) |  |  |  |  | Default | Default
7A4OU555 | Total Impurities | Total Impurities | Organic Impurites | Organic Impurites | Phenylephrine HCL, USP | Analytical-Chem_NY_Phenylephrine HCL | NY-Analytical | 812 |  | % | FDA,2 |  | 0.2 | USP | USP
7A4OU555 | Sulfate | Sulfate | Sulfate Content | Sulfate Content | Phenylephrine HCL, USP | Analytical-Chem_NY_Phenylephrine HCL | NY-Analytical | 835 |  | % | FDA,2 |  | 0.2 | USP | USP
7A4OU555 | Residue on Ignition | Residue on Ignition | Residue on Ignition | Residue on Ignition | Phenylephrine HCL, USP | Analytical-Chem_NY_Phenylephrine HCL | NY-Analytical | 834 |  | % | FDA,1 |  | 0.2 | USP | USP
7A4OU555 | Phenylephrine Related Compound E | Phenylephrine Related Compound E | Organic Impurites | Organic Impurites | Phenylephrine HCL, USP | Analytical-Chem_NY_Phenylephrine HCL | NY-Analytical | 812 |  | % | FDA,2 |  | 0.1 | USP | USP
7A4OU555 | Phenylephrine Related Compound D | Phenylephrine Related Compound D | Organic Impurites | Organic Impurites | Phenylephrine HCL, USP | Analytical-Chem_NY_Phenylephrine HCL | NY-Analytical | 812 |  | % | FDA,2 |  | 0.1 | USP | USP
7A4OU555 | Phenylephrine Related Compound C | Phenylephrine Related Compound C | Organic Impurites | Organic Impurites | Phenylephrine HCL, USP | Analytical-Chem_NY_Phenylephrine HCL | NY-Analytical | 812 |  | % | FDA,2 |  | 0.1 | USP | USP
7A4OU555 | Optical Rotation | Optical Rotation | Optical Rotation | Optical Rotation | Phenylephrine HCL, USP | Analytical-Chem_NY_Phenylephrine HCL | NY-Analytical | 1043 |  | ° | FDA,0 | -47 | -43 | USP | USP
7A4OU555 | Odor (TM 208) | Odor | Chemical Inspection | Chemical Inspection | Phenylephrine HCL, USP | Analytical-Chem_NY_Phenylephrine Reduced | NY-Analytical | 792 | Conforms (Done) |  |  |  |  | TM 208 | TM208
7A4OU555 | Odor (TM 208) | Odor | Chemical Inspection | Chemical Inspection | Phenylephrine HCL, USP | Analytical-Chem_NY_Phenylephrine HCL | NY-Analytical | 792 | Conforms (Done) |  |  |  |  | TM 208 | TM208
7A4OU555 | Norphenylephrine | Norphenylephrine | Organic Impurites | Organic Impurites | Phenylephrine HCL, USP | Analytical-Chem_NY_Phenylephrine HCL | NY-Analytical | 812 |  | % | FDA,2 |  | 0.1 | USP | USP
7A4OU555 | Loss on Drying Final | Loss on Drying Final | Loss on Drying | Loss on Drying | Phenylephrine HCL, USP | Analytical-Chem_NY_Phenylephrine HCL | NY-Analytical | 802 |  | % | FDA,1 |  | 1 | USP | USP
7A4OU555 | Loss on Drying | Loss on Drying | Loss on Drying | Loss on Drying | Phenylephrine HCL, USP | Analytical-Chem_NY_Phenylephrine HCL | NY-Analytical | 802 |  | % | FDA,1 |  | 1 | USP | USP
7A4OU555 | IR Identification (TM 411) | IR Identification | Identification | Identification | Phenylephrine HCL, USP | Analytical-Chem_NY_Phenylephrine Reduced | NY-Analytical | 390 | Conforms (Done) |  |  |  |  | TM 411 | TM411
7A4OU555 | IR Identification (TM 411) | IR Identification | Identification | Identification | Phenylephrine HCL, USP | Analytical-Chem_NY_Phenylephrine HCL | NY-Analytical | 390 | Conforms (Done) |  |  |  |  | TM 411 | TM411
7A4OU555 | Contamination (TM 208) | Contamination | Chemical Inspection | Chemical Inspection | Phenylephrine HCL, USP | Analytical-Chem_NY_Phenylephrine Reduced | NY-Analytical | 792 | Conforms (Done) |  |  |  |  | TM 208 | TM208
7A4OU555 | Contamination (TM 208) | Contamination | Chemical Inspection | Chemical Inspection | Phenylephrine HCL, USP | Analytical-Chem_NY_Phenylephrine HCL | NY-Analytical | 792 | Conforms (Done) |  |  |  |  | TM 208 | TM208
7A4OU555 | Color (TM 208) | Color | Chemical Inspection | Chemical Inspection | Phenylephrine HCL, USP | Analytical-Chem_NY_Phenylephrine Reduced | NY-Analytical | 792 | Conforms (Done) |  |  |  |  | TM 208 | TM208
7A4OU555 | Color (TM 208) | Color | Chemical Inspection | Chemical Inspection | Phenylephrine HCL, USP | Analytical-Chem_NY_Phenylephrine HCL | NY-Analytical | 792 | Conforms (Done) |  |  |  |  | TM 208 | TM208
7A4OU555 | Certificate of Analysis | Certificate of Analysis | Certificate of Analysis | Certificate of Analysis | Phenylephrine HCL, USP | Analytical-Chem_NY_Phenylephrine HCL | NY-Analytical | 743 | Conforms (Done) |  |  |  |  | Default | Default
7A4OU555 | Certificate of Analysis | Certificate of Analysis | Certificate of Analysis | Certificate of Analysis | Phenylephrine HCL, USP | Analytical-Chem_NY_Phenylephrine Reduced | NY-Analytical | 743 | Conforms (Done) |  |  |  |  | Default | Default
7A4OU555 | Assay | Assay | Assay | Assay | Phenylephrine HCL, USP | Analytical-Chem_NY_Phenylephrine HCL | NY-Analytical | 796 |  | % | FDA,1 | 98 | 102 | USP | USP
7A4OU555 | Assay | Assay | Assay | Assay | Phenylephrine HCL, USP | Analytical-Chem_NY_Phenylephrine Reduced | NY-Analytical | 796 |  | % | FDA,1 | 98 | 102 | USP | USP
7A4OU555 | Appearance (TM 208) | Appearance | Chemical Inspection | Chemical Inspection | Phenylephrine HCL, USP | Analytical-Chem_NY_Phenylephrine Reduced | NY-Analytical | 792 | Conforms (Done) |  |  |  |  | TM 208 | TM208
7A4OU555 | Appearance (TM 208) | Appearance | Chemical Inspection | Chemical Inspection | Phenylephrine HCL, USP | Analytical-Chem_NY_Phenylephrine HCL | NY-Analytical | 792 | Conforms (Done) |  |  |  |  | TM 208 | TM208
7A4OU555 | Any individual unspecified impuritv | Any individual unspecified impurity | Organic Impurites | Organic Impurites | Phenylephrine HCL, USP | Analytical-Chem_NY_Phenylephrine HCL | NY-Analytical | 812 |  | % | FDA,2 |  | 0.1 | USP | USP
7O4OF575 | IR Identification | IR Identification | Identification | Identification | Plantaren 2000N-UP | Analytical-Che_NY_Plantaren 2000N - UP | NY-Analytical | 390 | Conforms (Done) |  |  |  |  | TM 411 | TM411
7O4OF575 | Contamination (TM 208) | Contamination | Chemical Inspection | Chemical Inspection | Plantaren 2000N-UP | Analytical-Che_NY_Plantaren 2000N - UP | NY-Analytical | 792 | Conforms (Done) |  |  |  |  | TM208/220/230/USP/Kao LM | TM208
7O4OF575 | Certificate of Analysis | Certificate of Analysis | Certificate of Analysis | Certificate of Analysis | Plantaren 2000N-UP | Analytical-Che_NY_Plantaren 2000N - UP | NY-Analytical | 743 | Conforms (Done) |  |  |  |  | Default | Default
7O4OF575 | Appearance (TM 208) | Appearance | Chemical Inspection | Chemical Inspection | Plantaren 2000N-UP | Analytical-Che_NY_Plantaren 2000N - UP | NY-Analytical | 792 | Conforms (Done) |  |  |  |  | TM208/220/230/USP/Kao LM | TM208
7A4OX110 | Odor (TM 208) | Odor | Chemical Inspection | Chemical Inspection | Polysorbate 20 | Analytical - Chem_39A | NY-Analytical | 792 | Conforms (Done) |  |  |  |  | TM208/220/230/USP/Kao LM | TM208
7A4OX110 | Odor (TM 208) | Odor | Chemical Inspection | Chemical Inspection | Polysorbate 20 | Analytical - Chem_39A | NY-Analytical | 792 | [5 empty] | TM208/220/230/USP/Kao LM | TM208
7A4OX110 | IR Identification | IR Identification | Identification | Identification | Polysorbate 20 | Analytical - Chem_39A | NY-Analytical | 390 | Conforms (Done) |  |  |  |  | TM 411 | TM411
7A4OX110 | IR Identification | IR Identification | Identification | Identification | Polysorbate 20 | Analytical - Chem_39A | NY-Analytical | 390 | [5 empty] | TM 411 | TM411
7A4OX110 | Contamination (TM 208) | Contamination | Chemical Inspection | Chemical Inspection | Polysorbate 20 | Analytical - Chem_39A | NY-Analytical | 792 | Conforms (Done) |  |  |  |  | TM208/220/230/USP/Kao LM | TM208
7A4OX110 | Contamination (TM 208) | Contamination | Chemical Inspection | Chemical Inspection | Polysorbate 20 | Analytical - Chem_39A | NY-Analytical | 792 | [5 empty] | TM208/220/230/USP/Kao LM | TM208
7A4OX110 | Color (TM 208) | Color | Chemical Inspection | Chemical Inspection | Polysorbate 20 | Analytical - Chem_39A | NY-Analytical | 792 | Conforms (Done) |  |  |  |  | TM208/220/230/USP/Kao LM | TM208
7A4OX110 | Color (TM 208) | Color | Chemical Inspection | Chemical Inspection | Polysorbate 20 | Analytical - Chem_39A | NY-Analytical | 792 | [5 empty] | TM208/220/230/USP/Kao LM | TM208
7A4OX110 | Certificate of Analysis | Certificate of Analysis | Certificate of Analysis | Certificate of Analysis | Polysorbate 20 | Analytical - Chem_39A | NY-Analytical | 743 | Conforms (Done) |  |  |  |  | Default | Default
7A4OX110 | Certificate of Analysis | Certificate of Analysis | Certificate of Analysis | Certificate of Analysis | Polysorbate 20 | Analytical - Chem_39A | NY-Analytical | 743 | [5 empty] | Default | Default
7A4OX110 | Appearance (TM 208) | Appearance | Chemical Inspection | Chemical Inspection | Polysorbate 20 | Analytical - Chem_39A | NY-Analytical | 792 | Conforms (Done) |  |  |  |  | TM208/220/230/USP/Kao LM | TM208
7A4OX110 | Appearance (TM 208) | Appearance | Chemical Inspection | Chemical Inspection | Polysorbate 20 | Analytical - Chem_39A | NY-Analytical | 792 | [5 empty] | TM208/220/230/USP/Kao LM | TM208
7L4OP485 | Certificate of Analysis | Certificate of Analysis | Certificate of Analysis | Certificate of Analysis | Polysorbate 20 NF | Analytical - Chem_NY_Polysorbate 20_7L4OP485 | NY-Analytical | 743 | Conforms (Done) |  |  |  |  | Default | Default
7A4AL930 | Odor (TM 208) | Odor | Chemical Inspection | Chemical Inspection | Potassium Hydroxide Pellets USP/NF | Analytical - Chem_08A | NY-Analytical | 792 | Conforms (Done) |  |  |  |  | TM208/220/230/USP/Kao LM | TM208
7A4AL930 | Identification for Potassium (USP <191>) | Identification - Potassium | Identification | Identification | Potassium Hydroxide Pellets USP/NF | Analytical - Chem_08A | NY-Analytical | 390 | Conforms (Done) |  |  |  |  | TM400/408b/421/422/USP | USP_191
7A4AL930 | Contamination (TM 208) | Contamination | Chemical Inspection | Chemical Inspection | Potassium Hydroxide Pellets USP/NF | Analytical - Chem_08A | NY-Analytical | 792 | Conforms (Done) |  |  |  |  | TM208/220/230/USP/Kao LM | TM208
7A4AL930 | Color (TM 208) | Color | Chemical Inspection | Chemical Inspection | Potassium Hydroxide Pellets USP/NF | Analytical - Chem_08A | NY-Analytical | 792 | Conforms (Done) |  |  |  |  | TM208/220/230/USP/Kao LM | TM208
7A4AL930 | Certificate of Analysis | Certificate of Analysis | Certificate of Analysis | Certificate of Analysis | Potassium Hydroxide Pellets USP/NF | Analytical - Chem_08A | NY-Analytical | 743 | Conforms (Done) |  |  |  |  | Default | Default
7A4AL930 | Appearance (TM 208) | Appearance | Chemical Inspection | Chemical Inspection | Potassium Hydroxide Pellets USP/NF | Analytical - Chem_08A | NY-Analytical | 792 | Conforms (Done) |  |  |  |  | TM208/220/230/USP/Kao LM | TM208
7C4OQ595 | Odor (TM 208) | Odor | Chemical Inspection | Chemical Inspection | Potassium Sorbate USP/NF/FCC | Analytical - Chem_81A | NY-Analytical | 792 | Conforms (Done) |  |  |  |  | TM208/220/230/USP/Kao LM | TM208
7C4OQ595 | Identification for Potassium (USP <191>) | Identification - Potassium | Identification | Identification | Potassium Sorbate USP/NF/FCC | Analytical - Chem_81A | NY-Analytical | 390 | Conforms (Done) |  |  |  |  | TM400/408b/421/422/USP | USP_191
7C4OQ595 | Identification B | Identification B | Identification | Identification | Potassium Sorbate USP/NF/FCC | Analytical - Chem_81A | NY-Analytical | 390 | Conforms (Done) |  |  |  |  | TM400/408b/421/422/USP | USP_191
7C4OQ595 | Contamination (TM 208) | Contamination | Chemical Inspection | Chemical Inspection | Potassium Sorbate USP/NF/FCC | Analytical - Chem_81A | NY-Analytical | 792 | Conforms (Done) |  |  |  |  | TM208/220/230/USP/Kao LM | TM208
7C4OQ595 | Color (TM 208) | Color | Chemical Inspection | Chemical Inspection | Potassium Sorbate USP/NF/FCC | Analytical - Chem_81A | NY-Analytical | 792 | Conforms (Done) |  |  |  |  | TM208/220/230/USP/Kao LM | TM208
7C4OQ595 | Certificate of Analysis | Certificate of Analysis | Certificate of Analysis | Certificate of Analysis | Potassium Sorbate USP/NF/FCC | Analytical - Chem_81A | NY-Analytical | 743 | Conforms (Done) |  |  |  |  | Default | Default
7C4OQ595 | Appearance (TM 208) | Appearance | Chemical Inspection | Chemical Inspection | Potassium Sorbate USP/NF/FCC | Analytical - Chem_81A | NY-Analytical | 792 | Conforms (Done) |  |  |  |  | TM208/220/230/USP/Kao LM | TM208
7A4OS411 | Odor (TM 208) | Odor | Chemical Inspection | Chemical Inspection | Povidone Iodine Powder USP/NF | Analytical - Chem_36A | NY-Analytical | 792 | Conforms (Done) |  |  |  |  | TM208/220/230/USP/Kao LM | TM208
7A4OS411 | Loss on Drying Final | Loss on Drying Final | Loss on Drying | Loss on Drying | Povidone Iodine Powder USP/NF | Analytical - Chem_36A | NY-Analytical | 802 |  | % | FDA,1 |  | 8 | USP | USP
7A4OS411 | Loss on Drying | Loss on Drying | Loss on Drying | Loss on Drying | Povidone Iodine Powder USP/NF | Analytical - Chem_36A | NY-Analytical | 802 |  | % | FDA,1 |  | 8 | USP | USP
7A4OS411 | Contamination (TM 208) | Contamination | Chemical Inspection | Chemical Inspection | Povidone Iodine Powder USP/NF | Analytical - Chem_36A | NY-Analytical | 792 | Conforms (Done) |  |  |  |  | TM208/220/230/USP/Kao LM | TM208
7A4OS411 | Color (TM 208) | Color | Chemical Inspection | Chemical Inspection | Povidone Iodine Powder USP/NF | Analytical - Chem_36A | NY-Analytical | 792 | Conforms (Done) |  |  |  |  | TM208/220/230/USP/Kao LM | TM208
7A4OS411 | Certificate of Analysis | Certificate of Analysis | Certificate of Analysis | Certificate of Analysis | Povidone Iodine Powder USP/NF | Analytical - Chem_36A | NY-Analytical | 743 | Conforms (Done) |  |  |  |  | Default | Default
7A4OS411 | Assay on Dried Basis Final | Assay on Dried Basis Final | Assay | Assay | Povidone Iodine Powder USP/NF | Analytical - Chem_36A | NY-Analytical | 796 |  | % | FDA,1 | 9 | 12 | USP | USP
7A4OS411 | Assay on Dried Basis | Assay on Dried Basis | Assay | Assay | Povidone Iodine Powder USP/NF | Analytical - Chem_36A | NY-Analytical | 796 |  | % | FDA,1 | 9 | 12 | USP | USP
7A4OS411 | Assay as is Final (Without Drying) | Assay as is Final (Without Drying) | Assay | Assay | Povidone Iodine Powder USP/NF | Analytical - Chem_36A | NY-Analytical | 796 |  | % | FDA,1 |  |  | USP | USP
7A4OS411 | Assay as is (Without Drying) | Assay as is (Without Drying) | Assay | Assay | Povidone Iodine Powder USP/NF | Analytical - Chem_36A | NY-Analytical | 796 |  | % | FDA,1 |  |  | USP | USP
7A4OS411 | Appearance (TM 208) | Appearance | Chemical Inspection | Chemical Inspection | Povidone Iodine Powder USP/NF | Analytical - Chem_36A | NY-Analytical | 792 | Conforms (Done) |  |  |  |  | TM208/220/230/USP/Kao LM | TM208
7O4OP448 | SG | Spacific Gravity | Specific Gravity at 25�C | Specific Gravity at 25°C | Promidium CO-LQ-(AP) | Analytical - Chem_208A | NY-Analytical | 402 |  |  | FDA,4 | 0.9694 | 0.9894 | TM 202 | TM202
7O4OP448 | Refractive Index | Refractive Index | Refractive Index at 25�C | Refractive Index at 25°C | Promidium CO-LQ-(AP) | Analytical - Chem_208A | NY-Analytical | 451 |  |  | FDA,4 | 1.4655 | 1.4855 | TM 204 | TM204
7O4OP448 | pH (10% in water) | pH (10% in water) | pH | pH | Promidium CO-LQ-(AP) | Analytical - Chem_197A | NY-Analytical | 398 |  |  | FDA,1 | 9 | 11 | TM 200 | TM200
7O4OP448 | Odor (TM 208) | Odor | Chemical Inspection | Chemical Inspection | Promidium CO-LQ-(AP) | Analytical - Chem_197A | NY-Analytical | 792 | Conforms (Done) |  |  |  |  | TM208/220/230/USP/Kao LM | TM208
7O4OP448 | Odor (TM 208) | Odor | Chemical Inspection | Chemical Inspection | Promidium CO-LQ-(AP) | Analytical - Chem_208A | NY-Analytical | 792 | Conforms (Done) |  |  |  |  | TM208/220/230/USP/Kao LM | TM208
7O4OP448 | IR Identification | IR Identification | Identification | Identification | Promidium CO-LQ-(AP) | Analytical - Chem_208A | NY-Analytical | 390 | Conforms (Done) |  |  |  |  | TM 411 | TM411
7O4OP448 | IR Identification | IR Identification | Identification | Identification | Promidium CO-LQ-(AP) | Analytical - Chem_197A | NY-Analytical | 390 | Conforms (Done) |  |  |  |  | TM 411 | TM411
7O4OP448 | Contamination (TM 208) | Contamination | Chemical Inspection | Chemical Inspection | Promidium CO-LQ-(AP) | Analytical - Chem_197A | NY-Analytical | 792 | Conforms (Done) |  |  |  |  | TM208/220/230/USP/Kao LM | TM208
7O4OP448 | Contamination (TM 208) | Contamination | Chemical Inspection | Chemical Inspection | Promidium CO-LQ-(AP) | Analytical - Chem_208A | NY-Analytical | 792 | Conforms (Done) |  |  |  |  | TM208/220/230/USP/Kao LM | TM208
7O4OP448 | Color (TM 230) | Color | Chemical Inspection | Chemical Inspection | Promidium CO-LQ-(AP) | Analytical - Chem_197A | NY-Analytical | 792 |  |  | FDA,1 | 0 | 3 | TM208/220/230/USP/Kao LM | TM208
7O4OP448 | Color (TM 208) | Color | Chemical Inspection | Chemical Inspection | Promidium CO-LQ-(AP) | Analytical - Chem_197A | NY-Analytical | 792 | Conforms (Done) |  |  |  |  | TM208/220/230/USP/Kao LM | TM208
7O4OP448 | Certificate of Analysis | Certificate of Analysis | Certificate of Analysis | Certificate of Analysis | Promidium CO-LQ-(AP) | Analytical - Chem_208A | NY-Analytical | 743 | Conforms (Done) |  |  |  |  | Default | Default
7O4OP448 | Certificate of Analysis | Certificate of Analysis | Certificate of Analysis | Certificate of Analysis | Promidium CO-LQ-(AP) | Analytical - Chem_197A | NY-Analytical | 743 | Conforms (Done) |  |  |  |  | Default | Default
7O4OP448 | Appearance (TM 208) | Appearance | Chemical Inspection | Chemical Inspection | Promidium CO-LQ-(AP) | Analytical - Chem_197A | NY-Analytical | 792 | Conforms (Done) |  |  |  |  | TM208/220/230/USP/Kao LM | TM208
7O4OP448 | Appearance (TM 208) | Appearance | Chemical Inspection | Chemical Inspection | Promidium CO-LQ-(AP) | Analytical - Chem_208A | NY-Analytical | 792 | Conforms (Done) |  |  |  |  | TM208/220/230/USP/Kao LM | TM208
7D4OP230 | Physical Properties | Physical Properties | Appearance | Appearance | Propanediol, USP/NF | Analytical - Chem_NY_Zemea_01 | NY-Analytical | 397 | Conforms (Done) |  |  |  |  | TM 208 | TM208
7D4OP230 | Identification B | Identification B | Identification | Identification | Propanediol, USP/NF | Analytical - Chem_NY_Zemea_01 | NY-Analytical | 390 | Conforms (Done) |  |  |  |  | USP/NF | USP_NF
7D4OP230 | Identification A | Identification A | Identification | Identification | Propanediol, USP/NF | Analytical - Chem_NY_Zemea_01 | NY-Analytical | 390 | Conforms (Done) |  |  |  |  | USP/NF | USP_NF
7D4OP230 | Certificate of Analysis | Certificate of Analysis | Certificate of Analysis | Certificate of Analysis | Propanediol, USP/NF | Analytical - Chem_NY_Zemea_01 | NY-Analytical | 743 | Conforms (Done) |  |  |  |  | Default | Default
7B4OD232 | SG | Spacific Gravity | Specific Gravity at 25�C | Specific Gravity at 25°C | Propylene Glycol USP | Analytical - Chem_52A | NY-Analytical | 402 |  |  | FDA,3 | 1.035 | 1.037 | TM 202 | TM202
7B4OD232 | Odor (TM 208) | Odor | Chemical Inspection | Chemical Inspection | Propylene Glycol USP | Analytical - Chem_52A | NY-Analytical | 792 | [5 empty] | TM208/220/230/USP/Kao LM | TM208
7B4OD232 | Odor (TM 208) | Odor | Chemical Inspection | Chemical Inspection | Propylene Glycol USP | Analytical - Chem_52A | NY-Analytical | 792 | Conforms (Done) |  |  |  |  | TM208/220/230/USP/Kao LM | TM208
7B4OD232 | IR Identification | IR Identification | Identification | Identification | Propylene Glycol USP | Analytical - Chem_52A | NY-Analytical | 390 | Conforms (Done) |  |  |  |  | TM 411 | TM411
7B4OD232 | Contamination (TM 208) | Contamination | Chemical Inspection | Chemical Inspection | Propylene Glycol USP | Analytical - Chem_52A | NY-Analytical | 792 | Conforms (Done) |  |  |  |  | TM208/220/230/USP/Kao LM | TM208
7B4OD232 | Contamination (TM 208) | Contamination | Chemical Inspection | Chemical Inspection | Propylene Glycol USP | Analytical - Chem_52A | NY-Analytical | 792 | [5 empty] | TM208/220/230/USP/Kao LM | TM208
7B4OD232 | Color (TM 208) | Color | Chemical Inspection | Chemical Inspection | Propylene Glycol USP | Analytical - Chem_52A | NY-Analytical | 792 | Conforms (Done) |  |  |  |  | TM208/220/230/USP/Kao LM | TM208
7B4OD232 | Color (TM 208) | Color | Chemical Inspection | Chemical Inspection | Propylene Glycol USP | Analytical - Chem_52A | NY-Analytical | 792 | [5 empty] | TM208/220/230/USP/Kao LM | TM208
7B4OD232 | Certificate of Analysis | Certificate of Analysis | Certificate of Analysis | Certificate of Analysis | Propylene Glycol USP | Analytical - Chem_52A | NY-Analytical | 743 | Conforms (Done) |  |  |  |  | Default | Default
7B4OD232 | Certificate of Analysis | Certificate of Analysis | Certificate of Analysis | Certificate of Analysis | Propylene Glycol USP | Analytical - Chem_52A | NY-Analytical | 743 | [5 empty] | Default | Default
7B4OD232 | Appearance (TM 208) | Appearance | Chemical Inspection | Chemical Inspection | Propylene Glycol USP | Analytical - Chem_52A | NY-Analytical | 792 | Conforms (Done) |  |  |  |  | TM208/220/230/USP/Kao LM | TM208
7B4OD232 | Appearance (TM 208) | Appearance | Chemical Inspection | Chemical Inspection | Propylene Glycol USP | Analytical - Chem_52A | NY-Analytical | 792 | [5 empty] | TM208/220/230/USP/Kao LM | TM208
7D4OD232 | Odor (TM 208) | Odor | Chemical Inspection | Chemical Inspection | Propylparaben USP | Analytical - Chem_NY_Propylparaben USP | NY-Analytical | 792 | Conforms (Done) |  |  |  |  | TM208/220/230/USP/Kao LM | TM208
7D4OD232 | Odor (TM 208) | Odor | Chemical Inspection | Chemical Inspection | Propylparaben USP | Analytical - Chem_NY_Methylparaben NF/USP | NY-Analytical | 792 | [5 empty] | TM208/220/230/USP/Kao LM | TM208
7D4OD232 | IR Identification | IR Identification | Identification | Identification | Propylparaben USP | Analytical - Chem_NY_Propylparaben USP | NY-Analytical | 390 | Conforms (Done) |  |  |  |  | USP <197M> | USP_197M
7D4OD232 | IR Identification | IR Identification | Identification | Identification | Propylparaben USP | Analytical - Chem_NY_Methylparaben NF/USP | NY-Analytical | 390 | [5 empty] | TM 411 | TM411
7D4OD232 | Contamination (TM 208) | Contamination | Chemical Inspection | Chemical Inspection | Propylparaben USP | Analytical - Chem_NY_Propylparaben USP | NY-Analytical | 792 | Conforms (Done) |  |  |  |  | TM208/220/230/USP/Kao LM | TM208
7D4OD232 | Contamination (TM 208) | Contamination | Chemical Inspection | Chemical Inspection | Propylparaben USP | Analytical - Chem_NY_Methylparaben NF/USP | NY-Analytical | 792 | [5 empty] | TM208/220/230/USP/Kao LM | TM208
7D4OD232 | Certificate of Analysis | Certificate of Analysis | Certificate of Analysis | Certificate of Analysis | Propylparaben USP | Analytical - Chem_NY_Propylparaben USP | NY-Analytical | 743 | Conforms (Done) |  |  |  |  | Default | Default
7D4OD232 | Certificate of Analysis | Certificate of Analysis | Certificate of Analysis | Certificate of Analysis | Propylparaben USP | Analytical - Chem_NY_Methylparaben NF/USP | NY-Analytical | 743 | [5 empty] | Default | Default
7D4OD232 | Assay Final | Assay Final | Assay | Assay | Propylparaben USP | Analytical - Chem_NY_Propylparaben USP | NY-Analytical | 796 |  | % | FDA,1 | 98 | 102 | USP/NF | USP_NF
7D4OD232 | Assay Final | Assay Final | Assay | Assay | Propylparaben USP | Analytical - Chem_NY_Methylparaben NF/USP | NY-Analytical | 796 |  | % | FDA,1 | 98 | 102 | USP/NF | USP_NF
7D4OD232 | Assay | Assay | Assay | Assay | Propylparaben USP | Analytical - Chem_NY_Propylparaben USP | NY-Analytical | 796 |  | % | FDA,1 | 98 | 102 | USP/NF | USP_NF
7D4OD232 | Assay | Assay | Assay | Assay | Propylparaben USP | Analytical - Chem_NY_Methylparaben NF/USP | NY-Analytical | 796 |  | % | FDA,1 | 98 | 102 | USP/NF | USP_NF
7D4OD232 | Appearance (TM 208) | Appearance | Chemical Inspection | Chemical Inspection | Propylparaben USP | Analytical - Chem_NY_Methylparaben NF/USP | NY-Analytical | 792 | [5 empty] | TM208/220/230/USP/Kao LM | TM208
7D4OD232 | Appearance (TM 208) | Appearance | Chemical Inspection | Chemical Inspection | Propylparaben USP | Analytical - Chem_NY_Propylparaben USP | NY-Analytical | 792 | Conforms (Done) |  |  |  |  | TM208/220/230/USP/Kao LM | TM208
7B4GB598 | Odor (TM 208) | Odor | Chemical Inspection | Chemical Inspection | Pumice | Analytical - Chem_45A | NY-Analytical | 792 | Conforms (Done) |  |  |  |  | TM208/220/230/USP/Kao LM | TM208
7B4GB598 | Contamination (TM 208) | Contamination | Chemical Inspection | Chemical Inspection | Pumice | Analytical - Chem_45A | NY-Analytical | 792 | Conforms (Done) |  |  |  |  | TM208/220/230/USP/Kao LM | TM208
7B4GB598 | Color (TM 208) | Color | Chemical Inspection | Chemical Inspection | Pumice | Analytical - Chem_45A | NY-Analytical | 792 | Conforms (Done) |  |  |  |  | TM208/220/230/USP/Kao LM | TM208
7B4GB598 | Certificate of Analysis | Certificate of Analysis | Certificate of Analysis | Certificate of Analysis | Pumice | Analytical - Chem_45A | NY-Analytical | 743 | Conforms (Done) |  |  |  |  | Default | Default
7B4GB598 | Appearance (TM 208) | Appearance | Chemical Inspection | Chemical Inspection | Pumice | Analytical - Chem_45A | NY-Analytical | 792 | Conforms (Done) |  |  |  |  | TM208/220/230/USP/Kao LM | TM208
7G4OP027 | Certificate of Analysis | Certificate of Analysis | Certificate of Analysis | Certificate of Analysis | SD Alcohol 40-B 200 Proof | Analytical - Chem_NY_SD Alcohol 40-B 200 Proof_ADM | NY-Analytical | 743 | Conforms (Done) |  |  |  |  | Default | Default
7G4OP027 | Certificate of Analysis | Certificate of Analysis | Certificate of Analysis | Certificate of Analysis | SD Alcohol 40-B 200 Proof | Analytical - Chem_NY_SD Alcohol 40-B 200 Proof_Equistar_ MGP_ Grain | NY-Analytical | 743 | Conforms (Done) |  |  |  |  | Default | Default
7G4OP027 | Certificate of Analysis | Certificate of Analysis | Certificate of Analysis | Certificate of Analysis | SD Alcohol 40-B 200 Proof | Analytical - Chem_NY_SD Alcohol 40-B 200 Proof_Equistar_ MGP_ Grain | NY-Analytical | 743 | [5 empty] | Default | Default
7G4OP027 | Certificate of Analysis | Certificate of Analysis | Certificate of Analysis | Certificate of Analysis | SD Alcohol 40-B 200 Proof | Analytical - Chem_NY_SD Alcohol 40-B 200 Proof_ADM | NY-Analytical | 743 | [5 empty] | Default | Default
7ACHE61P | Odor (TM 208) | Odor | Chemical Inspection | Chemical Inspection | Sodium Benzoate EDF NF/FCC | Analytical-Chem_NY_Sodium Benzoate | NY-Analytical | 792 | Conforms (Done) |  |  |  |  | TM 208 | TM208
7O4OM666 | Odor (TM 208) | Odor | Chemical Inspection | Chemical Inspection | Sodium Benzoate EDF NF/FCC | Analytical-Chem_NY_Sodium Benzoate EDF NF/FCC | NY-Analytical | 792 | [5 empty] | TM 208 | TM208
7O4OM666 | Odor (TM 208) | Odor | Chemical Inspection | Chemical Inspection | Sodium Benzoate EDF NF/FCC | Analytical-Chem_NY_Sodium Benzoate EDF NF/FCC | NY-Analytical | 792 | Conforms (Done) |  |  |  |  | TM 208 | TM208
7ACHE61P | IR Identification | IR Identification | Identification | Identification | Sodium Benzoate EDF NF/FCC | Analytical-Chem_NY_Sodium Benzoate | NY-Analytical | 390 | Conforms (Done) |  |  |  |  | TM 411 | TM411
7O4OM666 | IR Identification | IR Identification | Identification | Identification | Sodium Benzoate EDF NF/FCC | Analytical-Chem_NY_Sodium Benzoate EDF NF/FCC | NY-Analytical | 390 | Conforms (Done) |  |  |  |  | TM 411 | TM411
7O4OM666 | IR Identification | IR Identification | Identification | Identification | Sodium Benzoate EDF NF/FCC | Analytical-Chem_NY_Sodium Benzoate EDF NF/FCC | NY-Analytical | 390 | [5 empty] | TM 411 | TM411
7ACHE61P | Contamination (TM 208) | Contamination | Chemical Inspection | Chemical Inspection | Sodium Benzoate EDF NF/FCC | Analytical-Chem_NY_Sodium Benzoate | NY-Analytical | 792 | Conforms (Done) |  |  |  |  | TM 208 | TM208
7O4OM666 | Contamination (TM 208) | Contamination | Chemical Inspection | Chemical Inspection | Sodium Benzoate EDF NF/FCC | Analytical-Chem_NY_Sodium Benzoate EDF NF/FCC | NY-Analytical | 792 | Conforms (Done) |  |  |  |  | TM 208 | TM208
7O4OM666 | Contamination (TM 208) | Contamination | Chemical Inspection | Chemical Inspection | Sodium Benzoate EDF NF/FCC | Analytical-Chem_NY_Sodium Benzoate EDF NF/FCC | NY-Analytical | 792 | [5 empty] | TM 208 | TM208
7ACHE61P | Color (TM 208) | Color | Chemical Inspection | Chemical Inspection | Sodium Benzoate EDF NF/FCC | Analytical-Chem_NY_Sodium Benzoate | NY-Analytical | 792 | Conforms (Done) |  |  |  |  | TM 208 | TM208
7O4OM666 | Color (TM 208) | Color | Chemical Inspection | Chemical Inspection | Sodium Benzoate EDF NF/FCC | Analytical-Chem_NY_Sodium Benzoate EDF NF/FCC | NY-Analytical | 792 | [5 empty] | TM 208 | TM208
7O4OM666 | Color (TM 208) | Color | Chemical Inspection | Chemical Inspection | Sodium Benzoate EDF NF/FCC | Analytical-Chem_NY_Sodium Benzoate EDF NF/FCC | NY-Analytical | 792 | Conforms (Done) |  |  |  |  | TM 208 | TM208
7ACHE61P | Certificate of Analysis | Certificate of Analysis | Certificate of Analysis | Certificate of Analysis | Sodium Benzoate EDF NF/FCC | Analytical-Chem_NY_Sodium Benzoate | NY-Analytical | 743 | Conforms (Done) |  |  |  |  | Default | Default
7O4OM666 | Certificate of Analysis | Certificate of Analysis | Certificate of Analysis | Certificate of Analysis | Sodium Benzoate EDF NF/FCC | Analytical-Chem_NY_Sodium Benzoate EDF NF/FCC | NY-Analytical | 743 | Conforms (Done) |  |  |  |  | Default | Default
7O4OM666 | Certificate of Analysis | Certificate of Analysis | Certificate of Analysis | Certificate of Analysis | Sodium Benzoate EDF NF/FCC | Analytical-Chem_NY_Sodium Benzoate EDF NF/FCC | NY-Analytical | 743 | [5 empty] | Default | Default
7ACHE61P | Appearance (TM 208) | Appearance | Chemical Inspection | Chemical Inspection | Sodium Benzoate EDF NF/FCC | Analytical-Chem_NY_Sodium Benzoate | NY-Analytical | 792 | Conforms (Done) |  |  |  |  | TM 208 | TM208
7O4OM666 | Appearance (TM 208) | Appearance | Chemical Inspection | Chemical Inspection | Sodium Benzoate EDF NF/FCC | Analytical-Chem_NY_Sodium Benzoate EDF NF/FCC | NY-Analytical | 792 | Conforms (Done) |  |  |  |  | TM 208 | TM208
7O4OM666 | Appearance (TM 208) | Appearance | Chemical Inspection | Chemical Inspection | Sodium Benzoate EDF NF/FCC | Analytical-Chem_NY_Sodium Benzoate EDF NF/FCC | NY-Analytical | 792 | [5 empty] | TM 208 | TM208
7E4OD232 | Odor (TM 208) | Odor | Chemical Inspection | Chemical Inspection | Sodium Carbonate Anhydrous | Analytical - Chem_97A | NY-Analytical | 792 | Conforms (Done) |  |  |  |  | TM208/220/230/USP/Kao LM | TM208
7E4OD232 | IR Identification | IR Identification | Identification | Identification | Sodium Carbonate Anhydrous | Analytical - Chem_97A | NY-Analytical | 390 | Conforms (Done) |  |  |  |  | TM 411 | TM411
7E4OD232 | Contamination (TM 208) | Contamination | Chemical Inspection | Chemical Inspection | Sodium Carbonate Anhydrous | Analytical - Chem_97A | NY-Analytical | 792 | Conforms (Done) |  |  |  |  | TM208/220/230/USP/Kao LM | TM208
7E4OD232 | Color (TM 208) | Color | Chemical Inspection | Chemical Inspection | Sodium Carbonate Anhydrous | Analytical - Chem_97A | NY-Analytical | 792 | Conforms (Done) |  |  |  |  | TM208/220/230/USP/Kao LM | TM208
7E4OD232 | Certificate of Analysis | Certificate of Analysis | Certificate of Analysis | Certificate of Analysis | Sodium Carbonate Anhydrous | Analytical - Chem_97A | NY-Analytical | 743 | Conforms (Done) |  |  |  |  | Default | Default
7E4OD232 | Appearance (TM 208) | Appearance | Chemical Inspection | Chemical Inspection | Sodium Carbonate Anhydrous | Analytical - Chem_97A | NY-Analytical | 792 | Conforms (Done) |  |  |  |  | TM208/220/230/USP/Kao LM | TM208
7A4FD110 | Odor (TM 208) | Odor | Chemical Inspection | Chemical Inspection | Sodium Chloride USP/NF | Analytical - Chem_Sodium Chloride USP/NF | NY-Analytical | 792 | Conforms (Done) |  |  |  |  | TM208/220/230/USP/Kao LM | TM208
7A4FD110 | Loss on Drying Final | Loss on Drying Final | Loss on Drying | Loss on Drying | Sodium Chloride USP/NF | Analytical - Chem_Sodium Chloride USP/NF | NY-Analytical | 802 |  | % | FDA,1 |  | 0.5 | USP | USP
7A4FD110 | Loss on Drying | Loss on Drying | Loss on Drying | Loss on Drying | Sodium Chloride USP/NF | Analytical - Chem_Sodium Chloride USP/NF | NY-Analytical | 802 |  | % | FDA,1 |  | 0.5 | USP | USP
7A4FD110 | Identification for Sodium (USP <191>) | Identification - Sodium | Identification | Identification | Sodium Chloride USP/NF | Analytical - Chem_Sodium Chloride USP/NF | NY-Analytical | 390 | Conforms (Done) |  |  |  |  | TM400/408b/421/422/USP | USP_191
7A4FD110 | Identification for Chloride (USP <191>) | Identification - Chloride | Identification | Identification | Sodium Chloride USP/NF | Analytical - Chem_Sodium Chloride USP/NF | NY-Analytical | 390 | Conforms (Done) |  |  |  |  | TM400/408b/421/422/USP | USP_191
7A4FD110 | Contamination (TM 208) | Contamination | Chemical Inspection | Chemical Inspection | Sodium Chloride USP/NF | Analytical - Chem_Sodium Chloride USP/NF | NY-Analytical | 792 | Conforms (Done) |  |  |  |  | TM208/220/230/USP/Kao LM | TM208
7A4FD110 | Color (TM 208) | Color | Chemical Inspection | Chemical Inspection | Sodium Chloride USP/NF | Analytical - Chem_Sodium Chloride USP/NF | NY-Analytical | 792 | Conforms (Done) |  |  |  |  | TM208/220/230/USP/Kao LM | TM208
7A4FD110 | Certificate of Analysis | Certificate of Analysis | Certificate of Analysis | Certificate of Analysis | Sodium Chloride USP/NF | Analytical - Chem_Sodium Chloride USP/NF | NY-Analytical | 743 | Conforms (Done) |  |  |  |  | Default | Default
7A4FD110 | Assay on Dried Basis Final | Assay on Dried Basis Final | Assay | Assay | Sodium Chloride USP/NF | Analytical - Chem_Sodium Chloride USP/NF | NY-Analytical | 796 |  | % | FDA,1 | 99 | 100.5 | USP <541> | USP_541
7A4FD110 | Assay on Dried Basis | Assay on Dried Basis | Assay | Assay | Sodium Chloride USP/NF | Analytical - Chem_Sodium Chloride USP/NF | NY-Analytical | 796 |  | % | FDA,1 | 99 | 100.5 | USP <541> | USP_541
7A4FD110 | Appearance (TM 208) | Appearance | Chemical Inspection | Chemical Inspection | Sodium Chloride USP/NF | Analytical - Chem_Sodium Chloride USP/NF | NY-Analytical | 792 | Conforms (Done) |  |  |  |  | TM208/220/230/USP/Kao LM | TM208
7B4OP284 | Identification C | Identification C | Identification - USP | Identification USP | Sodium Citrate USP | Analytical-Chem_NY_Sodium Citrate USP | NY-Analytical | 813 | Conforms (Done) |  |  |  |  | USP | USP
7B4OP284 | Identification B - Citrate | Identification B - Citrate | Identification - USP | Identification USP | Sodium Citrate USP | Analytical-Chem_NY_Sodium Citrate USP | NY-Analytical | 813 | Conforms (Done) |  |  |  |  | USP | USP
7B4OP284 | Identification A - Sodium | Identification A - Sodium | Identification - USP | Identification USP | Sodium Citrate USP | Analytical-Chem_NY_Sodium Citrate USP | NY-Analytical | 813 | Conforms (Done) |  |  |  |  | USP | USP
7B4OP284 | Certificate of Analysis | Certificate of Analysis | Certificate of Analysis | Certificate of Analysis | Sodium Citrate USP | Analytical-Chem_NY_Sodium Citrate USP | NY-Analytical | 743 | Conforms (Done) |  |  |  |  | Default | Default
7C4FD110 | Identification for Sodium (USP <191>) | Identification - Sodium | Identification | Identification | Sodium Hydroxide Pellets NF/FCC | Analytical - Chem_69A | NY-Analytical | 390 | Conforms (Done) |  |  |  |  | USP | USP
7C4FD110 | Identification B | Identification B | Identification | Identification | Sodium Hydroxide Pellets NF/FCC | Analytical - Chem_69A | NY-Analytical | 390 | Conforms (Done) |  |  |  |  | USP | USP
7C4FD110 | Certificate of Analysis | Certificate of Analysis | Certificate of Analysis | Certificate of Analysis | Sodium Hydroxide Pellets NF/FCC | Analytical - Chem_69A | NY-Analytical | 743 | Conforms (Done) |  |  |  |  | Default | Default
7O4OU225 | Total Volume of Titrant (mL) | Total Volume of Titrant (mL) | % NaOCl | Bleach | Sodium Hypochlorite 12.5% | Analytical - Chem_NY_Sodium Hypochlorite 12.5% | NY-Analytical | 807 |  | mL | FDA,1 |  |  | TM 366 | TM366
7O4OU225 | Titrant Start Volume (mL) | Titrant Start Volume (mL) | % NaOCl | Bleach | Sodium Hypochlorite 12.5% | Analytical - Chem_NY_Sodium Hypochlorite 12.5% | NY-Analytical | 807 |  | mL | FDA,1 |  |  | TM 366 | TM366
7O4OU225 | Titrant End Volume (mL) | Titrant End Volume (mL) | % NaOCl | Bleach | Sodium Hypochlorite 12.5% | Analytical - Chem_NY_Sodium Hypochlorite 12.5% | NY-Analytical | 807 |  | mL | FDA,1 |  |  | TM 366 | TM366
7O4OU225 | Sample Weight (g) | Sample Weight (g) | % NaOCl | Bleach | Sodium Hypochlorite 12.5% | Analytical - Chem_NY_Sodium Hypochlorite 12.5% | NY-Analytical | 807 |  | g | FDA,4 |  |  | TM 366 | TM366
7O4OU225 | pH (10% Solution) | pH (10% Solution) | pH | pH | Sodium Hypochlorite 12.5% | Analytical - Chem_NY_Sodium Hypochlorite 12.5% | NY-Analytical | 398 |  |  | FDA,1 | 10.5 | 13 | TM 200 | TM200
7O4OU225 | Color (TM 208) | Color | Chemical Inspection | Chemical Inspection | Sodium Hypochlorite 12.5% | Analytical - Chem_NY_Sodium Hypochlorite 12.5% | NY-Analytical | 792 | [5 empty] | TM208/220/230/USP/Kao LM | TM208
7O4OU225 | Color (TM 208) | Color | Chemical Inspection | Chemical Inspection | Sodium Hypochlorite 12.5% | Analytical - Chem_NY_Sodium Hypochlorite 12.5% | NY-Analytical | 792 | Conforms (Done) |  |  |  |  | TM208/220/230/USP/Kao LM | TM208
7O4OU225 | Certificate of Analysis | Certificate of Analysis | Certificate of Analysis | Certificate of Analysis | Sodium Hypochlorite 12.5% | Analytical - Chem_NY_Sodium Hypochlorite 12.5% | NY-Analytical | 743 | Conforms (Done) |  |  |  |  | Default | Default
7O4OU225 | Certificate of Analysis | Certificate of Analysis | Certificate of Analysis | Certificate of Analysis | Sodium Hypochlorite 12.5% | Analytical - Chem_NY_Sodium Hypochlorite 12.5% | NY-Analytical | 743 | [5 empty] | Default | Default
7O4OU225 | Appearance (TM 208) | Appearance | Chemical Inspection | Chemical Inspection | Sodium Hypochlorite 12.5% | Analytical - Chem_NY_Sodium Hypochlorite 12.5% | NY-Analytical | 792 | Conforms (Done) |  |  |  |  | TM208/220/230/USP/Kao LM | TM208
7O4OU225 | Appearance (TM 208) | Appearance | Chemical Inspection | Chemical Inspection | Sodium Hypochlorite 12.5% | Analytical - Chem_NY_Sodium Hypochlorite 12.5% | NY-Analytical | 792 | [5 empty] | TM208/220/230/USP/Kao LM | TM208
7O4OU225 | % NaOCl by weight Final (calc) | NaOCl by weight Final (calc) | % NaOCl | Bleach | Sodium Hypochlorite 12.5% | Analytical - Chem_NY_Sodium Hypochlorite 12.5% | NY-Analytical | 807 |  | % | FDA,2 | 11.5 | 14 | TM 366 | TM366
7O4OU225 | % NaOCl by weight (calc) | NaOCl by weight (calc) | % NaOCl | Bleach | Sodium Hypochlorite 12.5% | Analytical - Chem_NY_Sodium Hypochlorite 12.5% | NY-Analytical | 807 |  | % | FDA,2 | 11.5 | 14 | TM 366 | TM366
7C4OP065 | pH (1 in 20 solution) | pH (1 in 20 Solution) | pH | pH | Sodium Lauroamphoacetate 30% | Analytical - Chem_NY_ Sodium Lauroamphoacetate 30% | NY-Analytical | 398 |  |  | FDA,1 | 9 | 9.5 | TM 200 | TM200
7C4OP065 | Odor (TM 208) | Odor | Chemical Inspection | Chemical Inspection | Sodium Lauroamphoacetate 30% | Analytical - Chem_NY_ Sodium Lauroamphoacetate 30% | NY-Analytical | 792 | Conforms (Done) |  |  |  |  | TM 208 | TM208
7C4OP065 | IR Identification (TM 411) | IR Identification | Identification | Identification | Sodium Lauroamphoacetate 30% | Analytical - Chem_NY_ Sodium Lauroamphoacetate 30% | NY-Analytical | 390 | Conforms (Done) |  |  |  |  | TM 411 | TM411
7C4OP065 | Contamination (TM 208) | Contamination | Chemical Inspection | Chemical Inspection | Sodium Lauroamphoacetate 30% | Analytical - Chem_NY_ Sodium Lauroamphoacetate 30% | NY-Analytical | 792 | Conforms (Done) |  |  |  |  | TM 208 | TM208
7C4OP065 | Color (TM 208) | Color | Chemical Inspection | Chemical Inspection | Sodium Lauroamphoacetate 30% | Analytical - Chem_NY_ Sodium Lauroamphoacetate 30% | NY-Analytical | 792 | Conforms (Done) |  |  |  |  | TM 208 | TM208
7C4OP065 | Certificate of Analysis | Certificate of Analysis | Certificate of Analysis | Certificate of Analysis | Sodium Lauroamphoacetate 30% | Analytical - Chem_NY_ Sodium Lauroamphoacetate 30% | NY-Analytical | 743 | Conforms (Done) |  |  |  |  | Default | Default
7C4OP065 | Appearance (TM 208) | Appearance | Chemical Inspection | Chemical Inspection | Sodium Lauroamphoacetate 30% | Analytical - Chem_NY_ Sodium Lauroamphoacetate 30% | NY-Analytical | 792 | Conforms (Done) |  |  |  |  | TM 208 | TM208
7A4OQ890 | Odor (TM 208) | Odor | Chemical Inspection | Chemical Inspection | Sodium Metasilicate Pentahydrate | Analytical - Chem_34A | NY-Analytical | 792 | Conforms (Done) |  |  |  |  | TM208/220/230/USP/Kao LM | TM208
7A4OQ890 | Contamination (TM 208) | Contamination | Chemical Inspection | Chemical Inspection | Sodium Metasilicate Pentahydrate | Analytical - Chem_34A | NY-Analytical | 792 | Conforms (Done) |  |  |  |  | TM208/220/230/USP/Kao LM | TM208
7A4OQ890 | Color (TM 208) | Color | Chemical Inspection | Chemical Inspection | Sodium Metasilicate Pentahydrate | Analytical - Chem_34A | NY-Analytical | 792 | Conforms (Done) |  |  |  |  | TM208/220/230/USP/Kao LM | TM208
7A4OQ890 | Certificate of Analysis | Certificate of Analysis | Certificate of Analysis | Certificate of Analysis | Sodium Metasilicate Pentahydrate | Analytical - Chem_34A | NY-Analytical | 743 | Conforms (Done) |  |  |  |  | Default | Default
7A4OQ890 | Appearance (TM 208) | Appearance | Chemical Inspection | Chemical Inspection | Sodium Metasilicate Pentahydrate | Analytical - Chem_34A | NY-Analytical | 792 | Conforms (Done) |  |  |  |  | TM208/220/230/USP/Kao LM | TM208
7A4OB223 | Odor (TM 208) | Odor | Chemical Inspection | Chemical Inspection | Sodium Thiosulfate | Analytical - Chem_189A | NY-Analytical | 792 | Conforms (Done) |  |  |  |  | TM208/220/230/USP/Kao LM | TM208
7A4OB223 | IR Identification | IR Identification | Identification | Identification | Sodium Thiosulfate | Analytical - Chem_189A | NY-Analytical | 390 | Conforms (Done) |  |  |  |  | TM 411 | TM411
7A4OB223 | Contamination (TM 208) | Contamination | Chemical Inspection | Chemical Inspection | Sodium Thiosulfate | Analytical - Chem_189A | NY-Analytical | 792 | Conforms (Done) |  |  |  |  | TM208/220/230/USP/Kao LM | TM208
7A4OB223 | Color (TM 208) | Color | Chemical Inspection | Chemical Inspection | Sodium Thiosulfate | Analytical - Chem_189A | NY-Analytical | 792 | Conforms (Done) |  |  |  |  | TM208/220/230/USP/Kao LM | TM208
7A4OB223 | Certificate of Analysis | Certificate of Analysis | Certificate of Analysis | Certificate of Analysis | Sodium Thiosulfate | Analytical - Chem_189A | NY-Analytical | 743 | Conforms (Done) |  |  |  |  | Default | Default
7A4OB223 | Appearance (TM 208) | Appearance | Chemical Inspection | Chemical Inspection | Sodium Thiosulfate | Analytical - Chem_189A | NY-Analytical | 792 | Conforms (Done) |  |  |  |  | TM208/220/230/USP/Kao LM | TM208
7A4OA347 | pH (1 in 20 solution) | pH (1 in 20 Solution) | pH | pH | Sodium-L (+)-Lactate 60% | Analytical-Chem_NY_Sodium-L(+) Lactate 60% | NY-Analytical | 398 |  |  | FDA,1 | 6.5 | 7.5 | TM 200 | TM200
7A4OA347 | Odor (TM 208) | Odor | Chemical Inspection | Chemical Inspection | Sodium-L (+)-Lactate 60% | Analytical-Chem_NY_Sodium-L(+) Lactate 60% | NY-Analytical | 792 | Conforms (Done) |  |  |  |  | TM208/220/230/USP/Kao LM | TM208
7A4OA347 | IR Identification | IR Identification | Identification | Identification | Sodium-L (+)-Lactate 60% | Analytical-Chem_NY_Sodium-L(+) Lactate 60% | NY-Analytical | 390 | Conforms (Done) |  |  |  |  | TM 411 | TM411
7A4OA347 | Contamination (TM 208) | Contamination | Chemical Inspection | Chemical Inspection | Sodium-L (+)-Lactate 60% | Analytical-Chem_NY_Sodium-L(+) Lactate 60% | NY-Analytical | 792 | Conforms (Done) |  |  |  |  | TM208/220/230/USP/Kao LM | TM208
7A4OA347 | Color (TM 208) | Color | Chemical Inspection | Chemical Inspection | Sodium-L (+)-Lactate 60% | Analytical-Chem_NY_Sodium-L(+) Lactate 60% | NY-Analytical | 792 | Conforms (Done) |  |  |  |  | TM208/220/230/USP/Kao LM | TM208
7A4OA347 | Certificate of Analysis | Certificate of Analysis | Certificate of Analysis | Certificate of Analysis | Sodium-L (+)-Lactate 60% | Analytical-Chem_NY_Sodium-L(+) Lactate 60% | NY-Analytical | 743 | Conforms (Done) |  |  |  |  | Default | Default
7A4OA347 | Appearance (TM 208) | Appearance | Chemical Inspection | Chemical Inspection | Sodium-L (+)-Lactate 60% | Analytical-Chem_NY_Sodium-L(+) Lactate 60% | NY-Analytical | 792 | Conforms (Done) |  |  |  |  | TM208/220/230/USP/Kao LM | TM208
7A4OS407 | Weight of Residue (g) | Weight of Residue (g) | Nonvolatile Residue | Nonvolatile Residue | Solumed Isopropyl Alcohol 99% USP | Analytical - Chem_NY_Solumed Isopropyl Alcohol 99% USP | NY-Analytical | 797 |  | g | FDA,4 |  |  | USP | USP
7A4OS407 | Titrant Start Volume (mL) | Titrant Start Volume (mL) | Acidity | Acidity | Solumed Isopropyl Alcohol 99% USP | Analytical - Chem_NY_Solumed Isopropyl Alcohol 99% USP | NY-Analytical | 795 |  | mL | FDA,2 |  |  | USP | USP
7A4OS407 | Titrant End Volume (mL) | Titrant End Volume (mL) | Acidity | Acidity | Solumed Isopropyl Alcohol 99% USP | Analytical - Chem_NY_Solumed Isopropyl Alcohol 99% USP | NY-Analytical | 795 |  | mL | FDA,2 |  |  | USP | USP
7A4OS407 | Start Weight (g) | Start Weight (g) | Nonvolatile Residue | Nonvolatile Residue | Solumed Isopropyl Alcohol 99% USP | Analytical - Chem_NY_Solumed Isopropyl Alcohol 99% USP | NY-Analytical | 797 |  | g | FDA,4 |  |  | USP | USP
7A4OS407 | SG | Spacific Gravity | Specific Gravity at 25�C | Specific Gravity at 25°C | Solumed Isopropyl Alcohol 99% USP | Analytical - Chem_NY_Solumed Isopropyl Alcohol 99% USP | NY-Analytical | 402 |  |  | FDA,3 | 0.783 | 0.787 | USP/NF <841> | USP_NF_841
7A4OS407 | Refractive Index at 20°C | Refractive Index at 20°C | Refractive Index at 20°C | Refractive Index at 20°C | Solumed Isopropyl Alcohol 99% USP | Analytical - Chem_NY_Solumed Isopropyl Alcohol 99% USP | NY-Analytical | 798 |  |  | FDA,3 | 1.376 | 1.378 | USP | USP
7A4OS407 | Nonvolatile Residue Final (calc) | Nonvolatile Residue Final (calc) | Nonvolatile Residue | Nonvolatile Residue | Solumed Isopropyl Alcohol 99% USP | Analytical - Chem_NY_Solumed Isopropyl Alcohol 99% USP | NY-Analytical | 797 |  | % | FDA,3 |  | 0.005 | USP | USP
7A4OS407 | Nonvolatile Residue (calc) | Nonvolatile Residue (calc) | Nonvolatile Residue | Nonvolatile Residue | Solumed Isopropyl Alcohol 99% USP | Analytical - Chem_NY_Solumed Isopropyl Alcohol 99% USP | NY-Analytical | 797 |  | % | FDA,3 |  | 0.005 | USP | USP
7A4OS407 | IR Identification | IR Identification | Identification | Identification | Solumed Isopropyl Alcohol 99% USP | Analytical - Chem_NY_Solumed Isopropyl Alcohol 99% USP | NY-Analytical | 390 | Conforms (Done) |  |  |  |  | USP <197F> | USP_197F
7A4OS407 | End Weight (g) | End Weight (g) | Nonvolatile Residue | Nonvolatile Residue | Solumed Isopropyl Alcohol 99% USP | Analytical - Chem_NY_Solumed Isopropyl Alcohol 99% USP | NY-Analytical | 797 |  | g | FDA,4 |  |  | USP | USP
7A4OS407 | Description | Description | Chemical Inspection | Chemical Inspection | Solumed Isopropyl Alcohol 99% USP | Analytical - Chem_NY_Solumed Isopropyl Alcohol 99% USP | NY-Analytical | 792 | Conforms (Done) |  |  |  |  | ORGANOLEPTIC | TM208
7A4OS407 | Certificate of Analysis | Certificate of Analysis | Certificate of Analysis | Certificate of Analysis | Solumed Isopropyl Alcohol 99% USP | Analytical - Chem_NY_Solumed Isopropyl Alcohol 99% USP | NY-Analytical | 743 | Conforms (Done) |  |  |  |  | Default | Default
7A4OS407 | Assay Final | Assay Final | Assay | Assay | Solumed Isopropyl Alcohol 99% USP | Analytical - Chem_NY_Solumed Isopropyl Alcohol 99% USP | NY-Analytical | 796 |  | % | FDA,1 | 99 |  | USP | USP
7A4OS407 | Assay | Assay | Assay | Assay | Solumed Isopropyl Alcohol 99% USP | Analytical - Chem_NY_Solumed Isopropyl Alcohol 99% USP | NY-Analytical | 796 |  | % | FDA,1 | 99 |  | USP | USP
7A4OS407 | Acidity Final (Calc) | Acidity Final (Calc) | Acidity | Acidity | Solumed Isopropyl Alcohol 99% USP | Analytical - Chem_NY_Solumed Isopropyl Alcohol 99% USP | NY-Analytical | 795 |  | mL | FDA,2 |  | 0.7 | USP | USP
7A4OS407 | Acidity (calc) | Acidity (calc) | Acidity | Acidity | Solumed Isopropyl Alcohol 99% USP | Analytical - Chem_NY_Solumed Isopropyl Alcohol 99% USP | NY-Analytical | 795 |  | mL | FDA,2 |  | 0.7 | USP | USP
7B4OQ214 | Odor (TM 208) | Odor | Chemical Inspection | Chemical Inspection | Sorbic Acid/FCC | Analytical - Chem_62A | NY-Analytical | 792 | Conforms (Done) |  |  |  |  | TM208/220/230/USP/Kao LM | TM208
7B4OQ214 | IR Identification | IR Identification | Identification | Identification | Sorbic Acid/FCC | Analytical - Chem_62A | NY-Analytical | 390 | Conforms (Done) |  |  |  |  | TM 411 | TM411
7B4OQ214 | Contamination (TM 208) | Contamination | Chemical Inspection | Chemical Inspection | Sorbic Acid/FCC | Analytical - Chem_62A | NY-Analytical | 792 | Conforms (Done) |  |  |  |  | TM208/220/230/USP/Kao LM | TM208
7B4OQ214 | Color (TM 208) | Color | Chemical Inspection | Chemical Inspection | Sorbic Acid/FCC | Analytical - Chem_62A | NY-Analytical | 792 | Conforms (Done) |  |  |  |  | TM208/220/230/USP/Kao LM | TM208
7B4OQ214 | Certificate of Analysis | Certificate of Analysis | Certificate of Analysis | Certificate of Analysis | Sorbic Acid/FCC | Analytical - Chem_62A | NY-Analytical | 743 | Conforms (Done) |  |  |  |  | Default | Default
7B4OQ214 | Appearance (TM 208) | Appearance | Chemical Inspection | Chemical Inspection | Sorbic Acid/FCC | Analytical - Chem_62A | NY-Analytical | 792 | Conforms (Done) |  |  |  |  | TM208/220/230/USP/Kao LM | TM208
7B4OQ028 | Odor (TM 208) | Odor | Chemical Inspection | Chemical Inspection | Sorbitan Monolaurate | Analytical-Chem_NY_Sorbitan Monolaurate | NY-Analytical | 792 | Conforms (Done) |  |  |  |  | TM208/220/230/USP/Kao LM | TM208
7B4OQ028 | IR Identification | IR Identification | Identification | Identification | Sorbitan Monolaurate | Analytical-Chem_NY_Sorbitan Monolaurate | NY-Analytical | 390 | Conforms (Done) |  |  |  |  | TM 411 | TM411
7B4OQ028 | Contamination (TM 208) | Contamination | Chemical Inspection | Chemical Inspection | Sorbitan Monolaurate | Analytical-Chem_NY_Sorbitan Monolaurate | NY-Analytical | 792 | Conforms (Done) |  |  |  |  | TM208/220/230/USP/Kao LM | TM208
7B4OQ028 | Color (TM 208) | Color | Chemical Inspection | Chemical Inspection | Sorbitan Monolaurate | Analytical-Chem_NY_Sorbitan Monolaurate | NY-Analytical | 792 | Conforms (Done) |  |  |  |  | TM208/220/230/USP/Kao LM | TM208
7B4OQ028 | Certificate of Analysis | Certificate of Analysis | Certificate of Analysis | Certificate of Analysis | Sorbitan Monolaurate | Analytical-Chem_NY_Sorbitan Monolaurate | NY-Analytical | 743 | Conforms (Done) |  |  |  |  | Default | Default
7B4OQ028 | Appearance (TM 208) | Appearance | Chemical Inspection | Chemical Inspection | Sorbitan Monolaurate | Analytical-Chem_NY_Sorbitan Monolaurate | NY-Analytical | 792 | Conforms (Done) |  |  |  |  | TM208/220/230/USP/Kao LM | TM208
7O4OQ342 | SG | Spacific Gravity | Specific Gravity at 25�C | Specific Gravity at 25°C | Sport Wipe Fragrance | Analytical - Chem_166A | NY-Analytical | 402 |  |  | FDA,4 | 0.9455 | 0.9655 | TM 202 | TM202
7O4OQ342 | Refractive Index | Refractive Index | Refractive Index at 25�C | Refractive Index at 25°C | Sport Wipe Fragrance | Analytical - Chem_166A | NY-Analytical | 451 |  |  | FDA,4 | 1.4505 | 1.4705 | TM 204 | TM204
7O4OQ342 | Odor (TM 208) | Odor | Chemical Inspection | Chemical Inspection | Sport Wipe Fragrance | Analytical - Chem_166A | NY-Analytical | 792 | Conforms (Done) |  |  |  |  | TM208/220/230/USP/Kao LM | TM208
7O4OQ342 | Contamination (TM 208) | Contamination | Chemical Inspection | Chemical Inspection | Sport Wipe Fragrance | Analytical - Chem_166A | NY-Analytical | 792 | Conforms (Done) |  |  |  |  | TM208/220/230/USP/Kao LM | TM208
7O4OQ342 | Color (TM 208) | Color | Chemical Inspection | Chemical Inspection | Sport Wipe Fragrance | Analytical - Chem_166A | NY-Analytical | 792 | Conforms (Done) |  |  |  |  | TM208/220/230/USP/Kao LM | TM208
7O4OQ342 | Certificate of Analysis | Certificate of Analysis | Certificate of Analysis | Certificate of Analysis | Sport Wipe Fragrance | Analytical - Chem_166A | NY-Analytical | 743 | Conforms (Done) |  |  |  |  | Default | Default
7O4OQ342 | Appearance (TM 208) | Appearance | Chemical Inspection | Chemical Inspection | Sport Wipe Fragrance | Analytical - Chem_166A | NY-Analytical | 792 | Conforms (Done) |  |  |  |  | TM208/220/230/USP/Kao LM | TM208
7A4OP567 | pH (1%) in 10:6 IPA: H2O | pH (1%) in 10:6 IPA: H2O | pH | pH | Surfonic L12-6 Surfactant | Analytical-Chem_NY_Surfonic L12-6_Surfactant | NY-Analytical | 398 |  |  | FDA,1 | 6.5 | 8 | TM 200 | TM200
7A4OP567 | Odor (TM 208) | Odor | Chemical Inspection | Chemical Inspection | Surfonic L12-6 Surfactant | Analytical-Chem_NY_Surfonic L12-6_Surfactant | NY-Analytical | 792 | Conforms (Done) |  |  |  |  | TM 208 | TM208
7A4OP567 | Contamination (TM 208) | Contamination | Chemical Inspection | Chemical Inspection | Surfonic L12-6 Surfactant | Analytical-Chem_NY_Surfonic L12-6_Surfactant | NY-Analytical | 792 | Conforms (Done) |  |  |  |  | TM 208 | TM208
7A4OP567 | Color (TM 208) | Color | Chemical Inspection | Chemical Inspection | Surfonic L12-6 Surfactant | Analytical-Chem_NY_Surfonic L12-6_Surfactant | NY-Analytical | 792 | Conforms (Done) |  |  |  |  | TM 208 | TM208
7A4OP567 | Certificate of Analysis | Certificate of Analysis | Certificate of Analysis | Certificate of Analysis | Surfonic L12-6 Surfactant | Analytical-Chem_NY_Surfonic L12-6_Surfactant | NY-Analytical | 743 | Conforms (Done) |  |  |  |  | COA | COA
7A4OP567 | Appearance (TM 208) | Appearance | Chemical Inspection | Chemical Inspection | Surfonic L12-6 Surfactant | Analytical-Chem_NY_Surfonic L12-6_Surfactant | NY-Analytical | 792 | Conforms (Done) |  |  |  |  | TM 208 | TM208
7O4OD363 | Total Solids Final (2 g for 3 hr @ 105°C) | Total Solids Final (2 g for 3 hr at 105°C) | Total Solids | Total Solids | Tego Betaine 810 | Analytical - Chem_137A | NY-Analytical | 806 |  | % | FDA,1 | 41 | 45 | TM 206 | TM206
7O4OD363 | Total Solids (2 g for 3 hr @ 105°C) | Total Solids (2 g for 3 hr at 105°C) | Total Solids | Total Solids | Tego Betaine 810 | Analytical - Chem_137A | NY-Analytical | 806 |  | % | FDA,1 | 41 | 45 | TM 206 | TM206
7O4OD363 | pH | pH | pH as is | pH | Tego Betaine 810 | Analytical - Chem_137A | NY-Analytical | 447 |  |  | FDA,1 | 4.5 | 5.5 | TM 200 | TM200
7O4OD363 | IR Identification | IR Identification | Identification | Identification | Tego Betaine 810 | Analytical - Chem_137A | NY-Analytical | 390 | Conforms (Done) |  |  |  |  | TM 411 | TM411
7O4OD363 | Color (TM 208) | Color | Chemical Inspection | Chemical Inspection | Tego Betaine 810 | Analytical - Chem_137A | NY-Analytical | 792 | Conforms (Done) |  |  |  |  | TM208/220/230/USP/Kao LM | TM208
7O4OD363 | Certificate of Analysis | Certificate of Analysis | Certificate of Analysis | Certificate of Analysis | Tego Betaine 810 | Analytical - Chem_137A | NY-Analytical | 743 | Conforms (Done) |  |  |  |  | Default | Default
7O4OD363 | Appearance (TM 208) | Appearance | Chemical Inspection | Chemical Inspection | Tego Betaine 810 | Analytical - Chem_137A | NY-Analytical | 792 | Conforms (Done) |  |  |  |  | TM208/220/230/USP/Kao LM | TM208
7A4OP601 | Certificate of Analysis | Certificate of Analysis | Certificate of Analysis | Certificate of Analysis | Tegosoft LSE 65 K Soft | Analytical - Chem_NY_Tegosoft LSE 65 K Soft | NY-Analytical | 743 | Conforms (Done) |  |  |  |  | Default | Default
7B4OQ084 | Odor (TM 208) | Odor | Chemical Inspection | Chemical Inspection | Tergitol 15-S-12 | Analytical - Chem_60A | NY-Analytical | 792 | Conforms (Done) |  |  |  |  | TM208/220/230/USP/Kao LM | TM208
7B4OQ084 | Contamination (TM 208) | Contamination | Chemical Inspection | Chemical Inspection | Tergitol 15-S-12 | Analytical - Chem_60A | NY-Analytical | 792 | Conforms (Done) |  |  |  |  | TM208/220/230/USP/Kao LM | TM208
7B4OQ084 | Color (TM 208) | Color | Chemical Inspection | Chemical Inspection | Tergitol 15-S-12 | Analytical - Chem_60A | NY-Analytical | 792 | Conforms (Done) |  |  |  |  | TM208/220/230/USP/Kao LM | TM208
7B4OQ084 | Certificate of Analysis | Certificate of Analysis | Certificate of Analysis | Certificate of Analysis | Tergitol 15-S-12 | Analytical - Chem_60A | NY-Analytical | 743 | Conforms (Done) |  |  |  |  | Default | Default
7B4OQ084 | Appearance (TM 208) | Appearance | Chemical Inspection | Chemical Inspection | Tergitol 15-S-12 | Analytical - Chem_60A | NY-Analytical | 792 | Conforms (Done) |  |  |  |  | TM208/220/230/USP/Kao LM | TM208
7F4OD110 | pH (1% Solution) | pH (1% Solution) | pH | pH | Tetrasodium Edetate | Analytical - Chem_106A | NY-Analytical | 398 |  |  | FDA,1 | 10.5 | 11.5 | TM 200 | TM200
7F4OD110 | Odor (TM 208) | Odor | Chemical Inspection | Chemical Inspection | Tetrasodium Edetate | Analytical - Chem_106A | NY-Analytical | 792 | Conforms (Done) |  |  |  |  | TM208/220/230/USP/Kao LM | TM208
7F4OD110 | IR Identification | IR Identification | Identification | Identification | Tetrasodium Edetate | Analytical - Chem_106A | NY-Analytical | 390 | Conforms (Done) |  |  |  |  | TM 411 | TM411
7F4OD110 | Contamination (TM 208) | Contamination | Chemical Inspection | Chemical Inspection | Tetrasodium Edetate | Analytical - Chem_106A | NY-Analytical | 792 | Conforms (Done) |  |  |  |  | TM208/220/230/USP/Kao LM | TM208
7F4OD110 | Color (TM 208) | Color | Chemical Inspection | Chemical Inspection | Tetrasodium Edetate | Analytical - Chem_106A | NY-Analytical | 792 | Conforms (Done) |  |  |  |  | TM208/220/230/USP/Kao LM | TM208
7F4OD110 | Certificate of Analysis | Certificate of Analysis | Certificate of Analysis | Certificate of Analysis | Tetrasodium Edetate | Analytical - Chem_106A | NY-Analytical | 743 | Conforms (Done) |  |  |  |  | Default | Default
7F4OD110 | Appearance (TM 208) | Appearance | Chemical Inspection | Chemical Inspection | Tetrasodium Edetate | Analytical - Chem_106A | NY-Analytical | 792 | Conforms (Done) |  |  |  |  | TM208/220/230/USP/Kao LM | TM208
7O4OD748 | Odor (TM 208) | Odor | Chemical Inspection | Chemical Inspection | Thymol USP/NF | Analytical - Chem_139A | NY-Analytical | 792 | Conforms (Done) |  |  |  |  | TM208/220/230/USP/Kao LM | TM208
7O4OD748 | IR Identification | IR Identification | Identification | Identification | Thymol USP/NF | Analytical - Chem_139A | NY-Analytical | 390 | Conforms (Done) |  |  |  |  | TM 411 | TM411
7O4OD748 | Contamination (TM 208) | Contamination | Chemical Inspection | Chemical Inspection | Thymol USP/NF | Analytical - Chem_139A | NY-Analytical | 792 | Conforms (Done) |  |  |  |  | TM208/220/230/USP/Kao LM | TM208
7O4OD748 | Color (TM 208) | Color | Chemical Inspection | Chemical Inspection | Thymol USP/NF | Analytical - Chem_139A | NY-Analytical | 792 | Conforms (Done) |  |  |  |  | TM208/220/230/USP/Kao LM | TM208
7O4OD748 | Certificate of Analysis | Certificate of Analysis | Certificate of Analysis | Certificate of Analysis | Thymol USP/NF | Analytical - Chem_139A | NY-Analytical | 743 | Conforms (Done) |  |  |  |  | Default | Default
7O4OD748 | Appearance (TM 208) | Appearance | Chemical Inspection | Chemical Inspection | Thymol USP/NF | Analytical - Chem_139A | NY-Analytical | 792 | Conforms (Done) |  |  |  |  | TM208/220/230/USP/Kao LM | TM208
7B4OP209 | Certificate of Analysis | Certificate of Analysis | Certificate of Analysis | Certificate of Analysis | Tinogard HS | MASTER - Microbiology - J&J Chemical Testing) | NY-Analytical | 743 | Conforms (Done) |  |  |  |  | Default | Default
7O4OM165 | Odor (TM 208) | Odor | Chemical Inspection | Chemical Inspection | Tocopheryl Acetate | Analytical - Chem_146A | NY-Analytical | 792 | Conforms (Done) |  |  |  |  | TM208/220/230/USP/Kao LM | TM208
7O4OM165 | IR Identification | IR Identification | Identification | Identification | Tocopheryl Acetate | Analytical - Chem_146A | NY-Analytical | 390 | Conforms (Done) |  |  |  |  | TM 411 | TM411
7O4OM165 | Contamination (TM 208) | Contamination | Chemical Inspection | Chemical Inspection | Tocopheryl Acetate | Analytical - Chem_146A | NY-Analytical | 792 | Conforms (Done) |  |  |  |  | TM208/220/230/USP/Kao LM | TM208
7O4OM165 | Color (TM 208) | Color | Chemical Inspection | Chemical Inspection | Tocopheryl Acetate | Analytical - Chem_146A | NY-Analytical | 792 | Conforms (Done) |  |  |  |  | TM208/220/230/USP/Kao LM | TM208
7O4OM165 | Certificate of Analysis | Certificate of Analysis | Certificate of Analysis | Certificate of Analysis | Tocopheryl Acetate | Analytical - Chem_146A | NY-Analytical | 743 | Conforms (Done) |  |  |  |  | Default | Default
7O4OM165 | Appearance (TM 208) | Appearance | Chemical Inspection | Chemical Inspection | Tocopheryl Acetate | Analytical - Chem_146A | NY-Analytical | 792 | Conforms (Done) |  |  |  |  | TM208/220/230/USP/Kao LM | TM208
7A4OQ229 | Total non-volatile reside (calc) | Total non-volatile reside (calc) | Nonvolatile Residue | Nonvolatile Residue | Trisodium Citrate Dihydrate, USP | Analytical - Chem_NY_Witch Hazel | NY-Analytical | 797 |  | mg/100 mL | FDA,0 |  | 25 | USP | USP
7A4OQ229 | Start Weight (g) | Start Weight (g) | Nonvolatile Residue | Nonvolatile Residue | Trisodium Citrate Dihydrate, USP | Analytical - Chem_NY_Witch Hazel | NY-Analytical | 797 |  | g | FDA,0 |  |  | USP | USP
7A4OQ229 | SG | Spacific Gravity | Specific Gravity at 25�C | Specific Gravity at 25°C | Trisodium Citrate Dihydrate, USP | Analytical - Chem_NY_Witch Hazel | NY-Analytical | 402 |  |  | FDA,3 | 0.979 | 0.983 | TM 202 | TM202
7A4OQ229 | pH | pH | pH as is | pH | Trisodium Citrate Dihydrate, USP | Analytical - Chem_NY_Witch Hazel | NY-Analytical | 447 |  |  | FDA,1 | 3 | 5 | USP <791> | USP_791
7A4OQ229 | Odor (TM 208) | Odor | Chemical Inspection | Chemical Inspection | Trisodium Citrate Dihydrate, USP | Analytical - Chem_NY_Witch Hazel | NY-Analytical | 792 | Conforms (Done) |  |  |  |  | TM208/220/230/USP/Kao LM | TM208
7A4OQ229 | Odor | Odor | Chemical Inspection | Chemical Inspection | Trisodium Citrate Dihydrate, USP | Analytical - Chem_Trisodium Citrate Dihydrate USP | NY-Analytical | 792 | [5 empty] | TM 208 | TM208
7A4OQ229 | Odor | Odor | Chemical Inspection | Chemical Inspection | Trisodium Citrate Dihydrate, USP | Analytical - Chem_Trisodium Citrate Dihydrate USP | NY-Analytical | 792 | Conforms (Done) |  |  |  |  | TM 208 | TM208
7A4OQ229 | IR Identification | IR Identification | Identification | Identification | Trisodium Citrate Dihydrate, USP | Analytical - Chem_Trisodium Citrate Dihydrate USP | NY-Analytical | 390 | Conforms (Done) |  |  |  |  | TM 411 | TM411
7A4OQ229 | IR Identification | IR Identification | Identification | Identification | Trisodium Citrate Dihydrate, USP | Analytical - Chem_Trisodium Citrate Dihydrate USP | NY-Analytical | 390 | [5 empty] | TM 411 | TM411
7A4OQ229 | End Weight (g) | End Weight (g) | Nonvolatile Residue | Nonvolatile Residue | Trisodium Citrate Dihydrate, USP | Analytical - Chem_NY_Witch Hazel | NY-Analytical | 797 |  | g | FDA,0 |  |  | USP | USP
7A4OQ229 | Contamination (TM 208) | Contamination | Chemical Inspection | Chemical Inspection | Trisodium Citrate Dihydrate, USP | Analytical - Chem_NY_Witch Hazel | NY-Analytical | 792 | Conforms (Done) |  |  |  |  | TM208/220/230/USP/Kao LM | TM208
7A4OQ229 | Contamination | Contamination | Chemical Inspection | Chemical Inspection | Trisodium Citrate Dihydrate, USP | Analytical - Chem_Trisodium Citrate Dihydrate USP | NY-Analytical | 792 | Conforms (Done) |  |  |  |  | TM 208 | TM208
7A4OQ229 | Contamination | Contamination | Chemical Inspection | Chemical Inspection | Trisodium Citrate Dihydrate, USP | Analytical - Chem_Trisodium Citrate Dihydrate USP | NY-Analytical | 792 | [5 empty] | TM 208 | TM208
7A4OQ229 | Color (TM 208) | Color | Chemical Inspection | Chemical Inspection | Trisodium Citrate Dihydrate, USP | Analytical - Chem_NY_Witch Hazel | NY-Analytical | 792 | Conforms (Done) |  |  |  |  | TM208/220/230/USP/Kao LM | TM208
7A4OQ229 | Color | Color | Chemical Inspection | Chemical Inspection | Trisodium Citrate Dihydrate, USP | Analytical - Chem_Trisodium Citrate Dihydrate USP | NY-Analytical | 792 | [5 empty] | TM 208 | TM208
7A4OQ229 | Color | Color | Chemical Inspection | Chemical Inspection | Trisodium Citrate Dihydrate, USP | Analytical - Chem_Trisodium Citrate Dihydrate USP | NY-Analytical | 792 | Conforms (Done) |  |  |  |  | TM 208 | TM208
7A4OQ229 | Certificate of Analysis | Certificate of Analysis | Certificate of Analysis | Certificate of Analysis | Trisodium Citrate Dihydrate, USP | Analytical - Chem_NY_Witch Hazel | NY-Analytical | 743 | Conforms (Done) |  |  |  |  | Default | Default
7A4OQ229 | Certificate of Analysis | Certificate of Analysis | Certificate of Analysis | Certificate of Analysis | Trisodium Citrate Dihydrate, USP | Analytical - Chem_Trisodium Citrate Dihydrate USP | NY-Analytical | 743 | Conforms (Done) |  |  |  |  | COA | COA
7A4OQ229 | Certificate of Analysis | Certificate of Analysis | Certificate of Analysis | Certificate of Analysis | Trisodium Citrate Dihydrate, USP | Analytical - Chem_Trisodium Citrate Dihydrate USP | NY-Analytical | 743 | [5 empty] | COA | COA
7A4OQ229 | Appearance (TM 208) | Appearance | Chemical Inspection | Chemical Inspection | Trisodium Citrate Dihydrate, USP | Analytical - Chem_NY_Witch Hazel | NY-Analytical | 792 | Conforms (Done) |  |  |  |  | TM208/220/230/USP/Kao LM | TM208
7A4OQ229 | Appearance | Appearance | Chemical Inspection | Chemical Inspection | Trisodium Citrate Dihydrate, USP | Analytical - Chem_Trisodium Citrate Dihydrate USP | NY-Analytical | 792 | Conforms (Done) |  |  |  |  | TM 208 | TM208
7A4OQ229 | Appearance | Appearance | Chemical Inspection | Chemical Inspection | Trisodium Citrate Dihydrate, USP | Analytical - Chem_Trisodium Citrate Dihydrate USP | NY-Analytical | 792 | [5 empty] | TM 208 | TM208
7A4OH247 | Odor (TM 208) | Odor | Chemical Inspection | Chemical Inspection | Trisodium Phosphate Crystalline (TSPc) | Analytical - Chem_21A | NY-Analytical | 792 | Conforms (Done) |  |  |  |  | TM208/220/230/USP/Kao LM | TM208
7A4OH247 | Contamination (TM 208) | Contamination | Chemical Inspection | Chemical Inspection | Trisodium Phosphate Crystalline (TSPc) | Analytical - Chem_21A | NY-Analytical | 792 | Conforms (Done) |  |  |  |  | TM208/220/230/USP/Kao LM | TM208
7A4OH247 | Color (TM 208) | Color | Chemical Inspection | Chemical Inspection | Trisodium Phosphate Crystalline (TSPc) | Analytical - Chem_21A | NY-Analytical | 792 | Conforms (Done) |  |  |  |  | TM208/220/230/USP/Kao LM | TM208
7A4OH247 | Certificate of Analysis | Certificate of Analysis | Certificate of Analysis | Certificate of Analysis | Trisodium Phosphate Crystalline (TSPc) | Analytical - Chem_21A | NY-Analytical | 743 | Conforms (Done) |  |  |  |  | Default | Default
7A4OH247 | Appearance (TM 208) | Appearance | Chemical Inspection | Chemical Inspection | Trisodium Phosphate Crystalline (TSPc) | Analytical - Chem_21A | NY-Analytical | 792 | Conforms (Done) |  |  |  |  | TM208/220/230/USP/Kao LM | TM208
7A4OQ132 | Odor (TM 208) | Odor | Chemical Inspection | Chemical Inspection | Triton X-100 | Analytical - Chem_25A | NY-Analytical | 792 | Conforms (Done) |  |  |  |  | TM208/220/230/USP/Kao LM | TM208
7A4OQ132 | IR Identification | IR Identification | Identification | Identification | Triton X-100 | Analytical - Chem_25A | NY-Analytical | 390 | Conforms (Done) |  |  |  |  | TM 411 | TM411
7A4OQ132 | Contamination (TM 208) | Contamination | Chemical Inspection | Chemical Inspection | Triton X-100 | Analytical - Chem_25A | NY-Analytical | 792 | Conforms (Done) |  |  |  |  | TM208/220/230/USP/Kao LM | TM208
7A4OQ132 | Color (TM 208) | Color | Chemical Inspection | Chemical Inspection | Triton X-100 | Analytical - Chem_25A | NY-Analytical | 792 | Conforms (Done) |  |  |  |  | TM208/220/230/USP/Kao LM | TM208
7A4OQ132 | Certificate of Analysis | Certificate of Analysis | Certificate of Analysis | Certificate of Analysis | Triton X-100 | Analytical - Chem_25A | NY-Analytical | 743 | Conforms (Done) |  |  |  |  | Default | Default
7A4OQ132 | Appearance (TM 208) | Appearance | Chemical Inspection | Chemical Inspection | Triton X-100 | Analytical - Chem_25A | NY-Analytical | 792 | Conforms (Done) |  |  |  |  | TM208/220/230/USP/Kao LM | TM208
7A4OQ084 | Odor (TM 208) | Odor | Chemical Inspection | Chemical Inspection | Versene 100 | Analytical - Chem_23A | NY-Analytical | 792 | Conforms (Done) |  |  |  |  | TM208/220/230/USP/Kao LM | TM208
7A4OQ084 | IR Identification | IR Identification | Identification | Identification | Versene 100 | Analytical - Chem_23A | NY-Analytical | 390 | Conforms (Done) |  |  |  |  | TM 411 | TM411
7A4OQ084 | Contamination (TM 208) | Contamination | Chemical Inspection | Chemical Inspection | Versene 100 | Analytical - Chem_23A | NY-Analytical | 792 | Conforms (Done) |  |  |  |  | TM208/220/230/USP/Kao LM | TM208
7A4OQ084 | Color (TM 208) | Color | Chemical Inspection | Chemical Inspection | Versene 100 | Analytical - Chem_23A | NY-Analytical | 792 | Conforms (Done) |  |  |  |  | TM208/220/230/USP/Kao LM | TM208
7A4OQ084 | Certificate of Analysis | Certificate of Analysis | Certificate of Analysis | Certificate of Analysis | Versene 100 | Analytical - Chem_23A | NY-Analytical | 743 | Conforms (Done) |  |  |  |  | Default | Default
7A4OQ084 | Appearance (TM 208) | Appearance | Chemical Inspection | Chemical Inspection | Versene 100 | Analytical - Chem_23A | NY-Analytical | 792 | Conforms (Done) |  |  |  |  | TM208/220/230/USP/Kao LM | TM208
7A4OP113 | pH | pH | pH | pH | Vitis Vinifera (Grape) Fruit Water | Analytical-Chem_NY_Vitis Vinifera (Grape) Fruit Water_01 | NY-Analytical | 398 |  |  | FDA,1 | 2.5 | 6 | TM 200 | TM200
7A4OP113 | Odor (TM 208) | Odor | Chemical Inspection | Chemical Inspection | Vitis Vinifera (Grape) Fruit Water | Analytical-Chem_NY_Vitis Vinifera (Grape) Fruit Water_01 | NY-Analytical | 792 | Conforms (Done) |  |  |  |  | TM 208 | TM208
7A4OP113 | Contamination (TM 208) | Contamination | Chemical Inspection | Chemical Inspection | Vitis Vinifera (Grape) Fruit Water | Analytical-Chem_NY_Vitis Vinifera (Grape) Fruit Water_01 | NY-Analytical | 792 | Conforms (Done) |  |  |  |  | TM 208 | TM208
7A4OP113 | Color (TM 208) | Color | Chemical Inspection | Chemical Inspection | Vitis Vinifera (Grape) Fruit Water | Analytical-Chem_NY_Vitis Vinifera (Grape) Fruit Water_01 | NY-Analytical | 792 | Conforms (Done) |  |  |  |  | TM 208 | TM208
7A4OP113 | Certificate of Analysis | Certificate of Analysis | Certificate of Analysis | Certificate of Analysis | Vitis Vinifera (Grape) Fruit Water | Analytical-Chem_NY_Vitis Vinifera (Grape) Fruit Water_01 | NY-Analytical | 743 | Conforms (Done) |  |  |  |  | Default | Default
7A4OP113 | Appearance (TM 208) | Appearance | Chemical Inspection | Chemical Inspection | Vitis Vinifera (Grape) Fruit Water | Analytical-Chem_NY_Vitis Vinifera (Grape) Fruit Water_01 | NY-Analytical | 792 | Conforms (Done) |  |  |  |  | TM 208 | TM208
7B4OB690 | Odor (TM 208) | Odor | Chemical Inspection | Chemical Inspection | VM&P Naphtha HT | Analytical - Chem_50A | NY-Analytical | 792 | Conforms (Done) |  |  |  |  | TM208/220/230/USP/Kao LM | TM208
7B4OB690 | Contamination (TM 208) | Contamination | Chemical Inspection | Chemical Inspection | VM&P Naphtha HT | Analytical - Chem_50A | NY-Analytical | 792 | Conforms (Done) |  |  |  |  | TM208/220/230/USP/Kao LM | TM208
7B4OB690 | Color (TM 208) | Color | Chemical Inspection | Chemical Inspection | VM&P Naphtha HT | Analytical - Chem_50A | NY-Analytical | 792 | Conforms (Done) |  |  |  |  | TM208/220/230/USP/Kao LM | TM208
7B4OB690 | Certificate of Analysis | Certificate of Analysis | Certificate of Analysis | Certificate of Analysis | VM&P Naphtha HT | Analytical - Chem_50A | NY-Analytical | 743 | Conforms (Done) |  |  |  |  | Default | Default
7B4OB690 | Appearance (TM 208) | Appearance | Chemical Inspection | Chemical Inspection | VM&P Naphtha HT | Analytical - Chem_50A | NY-Analytical | 792 | Conforms (Done) |  |  |  |  | TM208/220/230/USP/Kao LM | TM208
7O4OA634 | SG | Spacific Gravity | Specific Gravity at 25�C | Specific Gravity at 25°C | Water Soluble Flowering Herbs Fragrance | Analytical-Chem_NY_Water Soluble Flowering Herbs Fragrance | NY-Analytical | 402 |  |  | FDA,4 | 1.0531 | 1.0831 | TM 202 | TM202
7O4OA634 | Refractive Index | Refractive Index | Refractive Index at 25�C | Refractive Index at 25°C | Water Soluble Flowering Herbs Fragrance | Analytical-Chem_NY_Water Soluble Flowering Herbs Fragrance | NY-Analytical | 451 |  |  | FDA,4 | 1.4655 | 1.4855 | TM 204 | TM204
7O4OA634 | Odor (TM 208) | Odor | Chemical Inspection | Chemical Inspection | Water Soluble Flowering Herbs Fragrance | Analytical-Chem_NY_Water Soluble Flowering Herbs Fragrance | NY-Analytical | 792 | Conforms (Done) |  |  |  |  | TM208/220/230/USP/Kao LM | TM208
7O4OA634 | IR Identification | IR Identification | Identification | Identification | Water Soluble Flowering Herbs Fragrance | Analytical-Chem_NY_Water Soluble Flowering Herbs Fragrance | NY-Analytical | 390 | Conforms (Done) |  |  |  |  | TM 411 | TM411
7O4OA634 | Contamination (TM 208) | Contamination | Chemical Inspection | Chemical Inspection | Water Soluble Flowering Herbs Fragrance | Analytical-Chem_NY_Water Soluble Flowering Herbs Fragrance | NY-Analytical | 792 | Conforms (Done) |  |  |  |  | TM208/220/230/USP/Kao LM | TM208
7O4OA634 | Color (TM 208) | Color | Chemical Inspection | Chemical Inspection | Water Soluble Flowering Herbs Fragrance | Analytical-Chem_NY_Water Soluble Flowering Herbs Fragrance | NY-Analytical | 792 | Conforms (Done) |  |  |  |  | TM208/220/230/USP/Kao LM | TM208
7O4OA634 | Certificate of Analysis | Certificate of Analysis | Certificate of Analysis | Certificate of Analysis | Water Soluble Flowering Herbs Fragrance | Analytical-Chem_NY_Water Soluble Flowering Herbs Fragrance | NY-Analytical | 743 | Conforms (Done) |  |  |  |  | Default | Default
7O4OA634 | Appearance (TM 208) | Appearance | Chemical Inspection | Chemical Inspection | Water Soluble Flowering Herbs Fragrance | Analytical-Chem_NY_Water Soluble Flowering Herbs Fragrance | NY-Analytical | 792 | Conforms (Done) |  |  |  |  | TM208/220/230/USP/Kao LM | TM208
7O4OQ229 | Total non-volatile reside (calc) | Total non-volatile reside (calc) | Nonvolatile Residue | Nonvolatile Residue | Witch Hazel | Analytical - Chem_NY_Witch Hazel | NY-Analytical | 797 |  | mg/100 mL | FDA,0 |  | 25 | USP | USP
7O4OQ229 | Start Weight (g) | Start Weight (g) | Nonvolatile Residue | Nonvolatile Residue | Witch Hazel | Analytical - Chem_NY_Witch Hazel | NY-Analytical | 797 |  | g | FDA,0 |  |  | USP | USP
7O4OQ229 | SG | Spacific Gravity | Specific Gravity at 25�C | Specific Gravity at 25°C | Witch Hazel | Analytical - Chem_NY_Witch Hazel | NY-Analytical | 402 |  |  | FDA,3 | 0.979 | 0.983 | TM 202 | TM202
7O4OQ229 | pH | pH | pH as is | pH | Witch Hazel | Analytical - Chem_NY_Witch Hazel | NY-Analytical | 447 |  |  | FDA,1 | 3 | 5 | USP <791> | USP_791
7O4OQ229 | Odor (TM 208) | Odor | Chemical Inspection | Chemical Inspection | Witch Hazel | Analytical - Chem_NY_Witch Hazel | NY-Analytical | 792 | Conforms (Done) |  |  |  |  | TM208/220/230/USP/Kao LM | TM208
7O4OQ229 | Odor | Odor | Chemical Inspection | Chemical Inspection | Witch Hazel | Analytical - Chem_Trisodium Citrate Dihydrate USP | NY-Analytical | 792 | Conforms (Done) |  |  |  |  | TM 208 | TM208
7O4OQ229 | IR Identification | IR Identification | Identification | Identification | Witch Hazel | Analytical - Chem_Trisodium Citrate Dihydrate USP | NY-Analytical | 390 | Conforms (Done) |  |  |  |  | TM 411 | TM411
7O4OQ229 | End Weight (g) | End Weight (g) | Nonvolatile Residue | Nonvolatile Residue | Witch Hazel | Analytical - Chem_NY_Witch Hazel | NY-Analytical | 797 |  | g | FDA,0 |  |  | USP | USP
7O4OQ229 | Contamination (TM 208) | Contamination | Chemical Inspection | Chemical Inspection | Witch Hazel | Analytical - Chem_NY_Witch Hazel | NY-Analytical | 792 | Conforms (Done) |  |  |  |  | TM208/220/230/USP/Kao LM | TM208
7O4OQ229 | Contamination | Contamination | Chemical Inspection | Chemical Inspection | Witch Hazel | Analytical - Chem_Trisodium Citrate Dihydrate USP | NY-Analytical | 792 | Conforms (Done) |  |  |  |  | TM 208 | TM208
7O4OQ229 | Color (TM 208) | Color | Chemical Inspection | Chemical Inspection | Witch Hazel | Analytical - Chem_NY_Witch Hazel | NY-Analytical | 792 | Conforms (Done) |  |  |  |  | TM208/220/230/USP/Kao LM | TM208
7O4OQ229 | Color | Color | Chemical Inspection | Chemical Inspection | Witch Hazel | Analytical - Chem_Trisodium Citrate Dihydrate USP | NY-Analytical | 792 | Conforms (Done) |  |  |  |  | TM 208 | TM208
7O4OQ229 | Certificate of Analysis | Certificate of Analysis | Certificate of Analysis | Certificate of Analysis | Witch Hazel | Analytical - Chem_Trisodium Citrate Dihydrate USP | NY-Analytical | 743 | Conforms (Done) |  |  |  |  | COA | COA
7O4OQ229 | Certificate of Analysis | Certificate of Analysis | Certificate of Analysis | Certificate of Analysis | Witch Hazel | Analytical - Chem_NY_Witch Hazel | NY-Analytical | 743 | Conforms (Done) |  |  |  |  | Default | Default
7O4OQ229 | Appearance (TM 208) | Appearance | Chemical Inspection | Chemical Inspection | Witch Hazel | Analytical - Chem_NY_Witch Hazel | NY-Analytical | 792 | Conforms (Done) |  |  |  |  | TM208/220/230/USP/Kao LM | TM208
7O4OQ229 | Appearance | Appearance | Chemical Inspection | Chemical Inspection | Witch Hazel | Analytical - Chem_Trisodium Citrate Dihydrate USP | NY-Analytical | 792 | Conforms (Done) |  |  |  |  | TM 208 | TM208
7O4OA911 | Odor (TM 208) | Odor | Chemical Inspection | Chemical Inspection | Zinc Sulfate Heptahydrate | Analytical-Chem_NY_Zinc Sulfate Heptahydrate | NY-Analytical | 792 | Conforms (Done) |  |  |  |  | TM 208 | TM208
7O4OA911 | IR Identification | IR Identification | Identification | Identification | Zinc Sulfate Heptahydrate | Analytical-Chem_NY_Zinc Sulfate Heptahydrate | NY-Analytical | 390 | Conforms (Done) |  |  |  |  | TM 411 | TM411
7O4OA911 | Contamination (TM 208) | Contamination | Chemical Inspection | Chemical Inspection | Zinc Sulfate Heptahydrate | Analytical-Chem_NY_Zinc Sulfate Heptahydrate | NY-Analytical | 792 | Conforms (Done) |  |  |  |  | TM 208 | TM208
7O4OA911 | Color (TM 208) | Color | Chemical Inspection | Chemical Inspection | Zinc Sulfate Heptahydrate | Analytical-Chem_NY_Zinc Sulfate Heptahydrate | NY-Analytical | 792 | Conforms (Done) |  |  |  |  | TM 208 | TM208
7O4OA911 | Certificate of Analysis | Certificate of Analysis | Certificate of Analysis | Certificate of Analysis | Zinc Sulfate Heptahydrate | Analytical-Chem_NY_Zinc Sulfate Heptahydrate | NY-Analytical | 743 | Conforms (Done) |  |  |  |  | Default | Default
7O4OA911 | Appearance (TM 208) | Appearance | Chemical Inspection | Chemical Inspection | Zinc Sulfate Heptahydrate | Analytical-Chem_NY_Zinc Sulfate Heptahydrate | NY-Analytical | 792 | Conforms (Done) |  |  |  |  | TM 208 | TM208

## Combo
Analyte | Res_TestName | Convert_x | Mat_MatCode | Mat_MatDesc | SP_TestPlan | Test_Lab | Res_TestCode | Numeric_Result | Res_Units | Rounding_Rule | Low_Release_Limit | High_Release_Limit | METHOD
Any individual unspecified impuritv | Organic Impurities Part II | Organic Impurities Part II | 7O4OS407 | 20% Chlorhexidine Gluconate Solution Ph. Eur., BP | Analytical - Chem_173A | NY-Analytical | 975 |  | % | FDA,1 |  | 0.1 | USP
Assay | Assay | Assay | 7O4OS407 | 20% Chlorhexidine Gluconate Solution Ph. Eur., BP | Analytical - Chem_173A | NY-Analytical | 796 |  | % | FDA,1 | 19 | 21 | USP-HPLC
Assay Final | Assay | Assay | 7O4OS407 | 20% Chlorhexidine Gluconate Solution Ph. Eur., BP | Analytical - Chem_173A | NY-Analytical | 796 |  | % | FDA,1 | 19 | 21 | USP-HPLC
Certificate of Analysis | Certificate of Analysis | Certificate of Analysis | 7O4OS407 | 20% Chlorhexidine Gluconate Solution Ph. Eur., BP | Analytical - Chem_173A | NY-Analytical | 743 | Conforms (Done) |  |  |  |  | Default
Ch!orhexidine oxazinone analog | Organic Impurities Part II | Organic Impurities Part II | 7O4OS407 | 20% Chlorhexidine Gluconate Solution Ph. Eur., BP | Analytical - Chem_173A | NY-Analytical | 975 |  | % | FDA,1 |  | 0.2 | USP
Chlorhexidine | Organic Impurities Part II | Organic Impurities Part II | 7O4OS407 | 20% Chlorhexidine Gluconate Solution Ph. Eur., BP | Analytical - Chem_173A | NY-Analytical | 975 |  | % | FDA,1 |  |  | USP
Chlorhexidine urea | Organic Impurities Part II | Organic Impurities Part II | 7O4OS407 | 20% Chlorhexidine Gluconate Solution Ph. Eur., BP | Analytical - Chem_173A | NY-Analytical | 975 |  | % | FDA,1 |  | 0.2 | USP
Chlorhexidine amine | Organic Impurities Part II | Organic Impurities Part II | 7O4OS407 | 20% Chlorhexidine Gluconate Solution Ph. Eur., BP | Analytical - Chem_173A | NY-Analytical | 975 |  | % | FDA,1 |  | 0.3 | USP
Chlorhexidine dimer | Organic Impurities Part II | Organic Impurities Part II | 7O4OS407 | 20% Chlorhexidine Gluconate Solution Ph. Eur., BP | Analytical - Chem_173A | NY-Analytical | 975 |  | % | FDA,1 |  | 0.5 | USP
Chlorhexidine glucityl triazine | Organic Impurities Part II | Organic Impurities Part II | 7O4OS407 | 20% Chlorhexidine Gluconate Solution Ph. Eur., BP | Analytical - Chem_173A | NY-Analytical | 975 |  | % | FDA,1 |  | 0.4 | USP
Chlorhexidine guanidine | Organic Impurities Part II | Organic Impurities Part II | 7O4OS407 | 20% Chlorhexidine Gluconate Solution Ph. Eur., BP | Analytical - Chem_173A | NY-Analytical | 975 |  | % | FDA,1 |  | 0.3 | USP
Chlorhexidine nitrile | Organic Impurities Part II | Organic Impurities Part II | 7O4OS407 | 20% Chlorhexidine Gluconate Solution Ph. Eur., BP | Analytical - Chem_173A | NY-Analytical | 975 |  | % | FDA,1 |  | 0.4 | USP
Description | Chemical Inspection | Chemical Inspection | 7O4OS407 | 20% Chlorhexidine Gluconate Solution Ph. Eur., BP | Analytical - Chem_173A | NY-Analytical | 792 | Conforms (Done) |  |  |  |  | TM 208
Identification A (USP <197k>) | Identification | Identification | 7O4OS407 | 20% Chlorhexidine Gluconate Solution Ph. Eur., BP | Analytical - Chem_173A | NY-Analytical | 390 | Conforms (Done) |  |  |  |  | USP
Identification B (USP <201>) | Identification | Identification | 7O4OS407 | 20% Chlorhexidine Gluconate Solution Ph. Eur., BP | Analytical - Chem_173A | NY-Analytical | 390 | Conforms (Done) |  |  |  |  | USP
o-Chlorhexidine and specified unidentified impurit | Organic Impurities Part II | Organic Impurities Part II | 7O4OS407 | 20% Chlorhexidine Gluconate Solution Ph. Eur., BP | Analytical - Chem_173A | NY-Analytical | 975 |  | % | FDA,1 |  | 0.4 | USP
Oxochlorhexidine | Organic Impurities Part II | Organic Impurities Part II | 7O4OS407 | 20% Chlorhexidine Gluconate Solution Ph. Eur., BP | Analytical - Chem_173A | NY-Analytical | 975 |  | % | FDA,1 |  | 0.4 | USP
p-Chloroaniline | Organic Impurites | Organic Impurites | 7O4OS407 | 20% Chlorhexidine Gluconate Solution Ph. Eur., BP | Analytical - Chem_173A | NY-Analytical | 812 |  | ug/mL | FDA,0 |  | 100 | USP
p-Chloroaniline Final | Organic Impurites | Organic Impurites | 7O4OS407 | 20% Chlorhexidine Gluconate Solution Ph. Eur., BP | Analytical - Chem_173A | NY-Analytical | 812 |  | ug/mL | FDA,0 |  | 100 | USP
p-Chlorophenvl urea | Organic Impurities Part II | Organic Impurities Part II | 7O4OS407 | 20% Chlorhexidine Gluconate Solution Ph. Eur., BP | Analytical - Chem_173A | NY-Analytical | 975 |  | % | FDA,1 |  | 0.2 | USP
pH (Diluted 1 in 20) | pH | pH | 7O4OS407 | 20% Chlorhexidine Gluconate Solution Ph. Eur., BP | Analytical - Chem_173A | NY-Analytical | 398 |  |  | FDA,1 | 5.5 | 7 | USP <791>
RRT of Any individual unspecified impuritv | Organic Impurities Part II | Organic Impurities Part II | 7O4OS407 | 20% Chlorhexidine Gluconate Solution Ph. Eur., BP | Analytical - Chem_173A | NY-Analytical | 975 |  |  | FDA,2 |  |  | USP
RRT of Ch!orhexidine oxazinone analog | Organic Impurities Part II | Organic Impurities Part II | 7O4OS407 | 20% Chlorhexidine Gluconate Solution Ph. Eur., BP | Analytical - Chem_173A | NY-Analytical | 975 |  |  | FDA,2 |  |  | USP
RRT of Chlorhexidine | Organic Impurities Part II | Organic Impurities Part II | 7O4OS407 | 20% Chlorhexidine Gluconate Solution Ph. Eur., BP | Analytical - Chem_173A | NY-Analytical | 975 |  |  | FDA,2 |  |  | USP
RRT of Chlorhexidine urea | Organic Impurities Part II | Organic Impurities Part II | 7O4OS407 | 20% Chlorhexidine Gluconate Solution Ph. Eur., BP | Analytical - Chem_173A | NY-Analytical | 975 |  |  | FDA,2 |  |  | USP
RRT of Chlorhexidine amine | Organic Impurities Part II | Organic Impurities Part II | 7O4OS407 | 20% Chlorhexidine Gluconate Solution Ph. Eur., BP | Analytical - Chem_173A | NY-Analytical | 975 |  |  | FDA,2 |  |  | USP
RRT of Chlorhexidine dimer | Organic Impurities Part II | Organic Impurities Part II | 7O4OS407 | 20% Chlorhexidine Gluconate Solution Ph. Eur., BP | Analytical - Chem_173A | NY-Analytical | 975 |  |  | FDA,2 |  |  | USP
RRT of Chlorhexidine glucityl triazine | Organic Impurities Part II | Organic Impurities Part II | 7O4OS407 | 20% Chlorhexidine Gluconate Solution Ph. Eur., BP | Analytical - Chem_173A | NY-Analytical | 975 |  |  | FDA,2 |  |  | USP
RRT of Chlorhexidine guanidine | Organic Impurities Part II | Organic Impurities Part II | 7O4OS407 | 20% Chlorhexidine Gluconate Solution Ph. Eur., BP | Analytical - Chem_173A | NY-Analytical | 975 |  |  | FDA,2 |  |  | USP
RRT of Chlorhexidine nitrile | Organic Impurities Part II | Organic Impurities Part II | 7O4OS407 | 20% Chlorhexidine Gluconate Solution Ph. Eur., BP | Analytical - Chem_173A | NY-Analytical | 975 |  |  | FDA,2 |  |  | USP
RRT of o-Chlorhexidine and specified unidentified | Organic Impurities Part II | Organic Impurities Part II | 7O4OS407 | 20% Chlorhexidine Gluconate Solution Ph. Eur., BP | Analytical - Chem_173A | NY-Analytical | 975 |  |  | FDA,2 |  |  | USP
RRT of Oxochlorhexidine | Organic Impurities Part II | Organic Impurities Part II | 7O4OS407 | 20% Chlorhexidine Gluconate Solution Ph. Eur., BP | Analytical - Chem_173A | NY-Analytical | 975 |  |  | FDA,2 |  |  | USP
RRT of p-Chlorophenvl urea | Organic Impurities Part II | Organic Impurities Part II | 7O4OS407 | 20% Chlorhexidine Gluconate Solution Ph. Eur., BP | Analytical - Chem_173A | NY-Analytical | 975 |  |  | FDA,2 |  |  | USP
RRT of Specified unidentified impuritv 1 | Organic Impurities Part II | Organic Impurities Part II | 7O4OS407 | 20% Chlorhexidine Gluconate Solution Ph. Eur., BP | Analytical - Chem_173A | NY-Analytical | 975 |  |  | FDA,2 |  |  | USP
SG | Specific Gravity at 25�C | Specific Gravity at 25°C | 7O4OS407 | 20% Chlorhexidine Gluconate Solution Ph. Eur., BP | Analytical - Chem_173A | NY-Analytical | 402 |  |  | FDA,2 | 1.06 | 1.07 | USP/NF <841>
Specified unidentified impuritv 1 | Organic Impurities Part II | Organic Impurities Part II | 7O4OS407 | 20% Chlorhexidine Gluconate Solution Ph. Eur., BP | Analytical - Chem_173A | NY-Analytical | 975 |  | % | FDA,1 |  | 0.2 | USP
Total Impurities | Organic Impurities Part II | Organic Impurities Part II | 7O4OS407 | 20% Chlorhexidine Gluconate Solution Ph. Eur., BP | Analytical - Chem_173A | NY-Analytical | 975 |  | % | FDA,1 |  | 3 | USP
Certificate of Analysis | Certificate of Analysis | Certificate of Analysis | 7B4OP027 | Abil B88183 PH | Analytical - Chem_NY_Abil B88183 PH | NY-Analytical | 743 | Conforms (Done) |  |  |  |  | Default
Appearance (TM 208) | Chemical Inspection | Chemical Inspection | 7B4AA580 | Acetic Acid - USP | Analytical-Chem_NY_Acetic Acid - USP | NY-Analytical | 792 | Conforms (Done) |  |  |  |  | TM208/220/230/USP/Kao LM
Certificate of Analysis | Certificate of Analysis | Certificate of Analysis | 7B4AA580 | Acetic Acid - USP | Analytical-Chem_NY_Acetic Acid - USP | NY-Analytical | 743 | Conforms (Done) |  |  |  |  | Default
Color (TM 208) | Chemical Inspection | Chemical Inspection | 7B4AA580 | Acetic Acid - USP | Analytical-Chem_NY_Acetic Acid - USP | NY-Analytical | 792 | Conforms (Done) |  |  |  |  | TM208/220/230/USP/Kao LM
Contamination (TM 208) | Chemical Inspection | Chemical Inspection | 7B4AA580 | Acetic Acid - USP | Analytical-Chem_NY_Acetic Acid - USP | NY-Analytical | 792 | Conforms (Done) |  |  |  |  | TM208/220/230/USP/Kao LM
Odor (TM 208) | Chemical Inspection | Chemical Inspection | 7B4AA580 | Acetic Acid - USP | Analytical-Chem_NY_Acetic Acid - USP | NY-Analytical | 792 | Conforms (Done) |  |  |  |  | TM208/220/230/USP/Kao LM
Appearance (TM 208) | Chemical Inspection | Chemical Inspection | 7O4BJ131 | Acticide CBM-2 | Analytical-Chem_NY_Acticide CBM-2 | NY-Analytical | 792 | Conforms (Done) |  |  |  |  | TM208/220/230/USP/Kao LM
Certificate of Analysis | Certificate of Analysis | Certificate of Analysis | 7O4BJ131 | Acticide CBM-2 | Analytical-Chem_NY_Acticide CBM-2 | NY-Analytical | 743 | Conforms (Done) |  |  |  |  | Default
Color (TM 208) | Chemical Inspection | Chemical Inspection | 7O4BJ131 | Acticide CBM-2 | Analytical-Chem_NY_Acticide CBM-2 | NY-Analytical | 792 | Conforms (Done) |  |  |  |  | TM208/220/230/USP/Kao LM
Contamination (TM 208) | Chemical Inspection | Chemical Inspection | 7O4BJ131 | Acticide CBM-2 | Analytical-Chem_NY_Acticide CBM-2 | NY-Analytical | 792 | Conforms (Done) |  |  |  |  | TM208/220/230/USP/Kao LM
IR Identification | Identification | Identification | 7O4BJ131 | Acticide CBM-2 | Analytical-Chem_NY_Acticide CBM-2 | NY-Analytical | 390 | Conforms (Done) |  |  |  |  | TM 411
Odor (TM 208) | Chemical Inspection | Chemical Inspection | 7O4BJ131 | Acticide CBM-2 | Analytical-Chem_NY_Acticide CBM-2 | NY-Analytical | 792 | Conforms (Done) |  |  |  |  | TM208/220/230/USP/Kao LM
Certificate of Analysis | Certificate of Analysis | Certificate of Analysis | 7J4OP027 | Actiphyte of Cucumber GL | MASTER - Microbiology - J&J Chemical Testing) | NY-Analytical | 743 | Conforms (Done) |  |  |  |  | Default
Diethylene Glycol | Limit of Ethylene Glycol and Diethylene Glycol | Limit of Ethylene Glycol and Diethylene Glycol | 7J4OP027 | Actiphyte of Cucumber GL | MASTER - Microbiology - J&J Chemical Testing) | NY-Analytical | 825 |  | % | FDA,1 |  | 0.1 | USP
Ethylene Glycol | Limit of Ethylene Glycol and Diethylene Glycol | Limit of Ethylene Glycol and Diethylene Glycol | 7J4OP027 | Actiphyte of Cucumber GL | MASTER - Microbiology - J&J Chemical Testing) | NY-Analytical | 825 |  | % | FDA,1 |  | 0.1 | USP
Certificate of Analysis | Certificate of Analysis | Certificate of Analysis | 7A4OP806 | Actipone Lamina | MASTER - Microbiology - J&J Chemical Testing) | NY-Analytical | 743 | Conforms (Done) |  |  |  |  | Default
Diethylene Glycol | Limit of Ethylene Glycol and Diethylene Glycol | Limit of Ethylene Glycol and Diethylene Glycol | 7A4OP806 | Actipone Lamina | MASTER - Microbiology - J&J Chemical Testing) | NY-Analytical | 825 |  | % | FDA,2 |  | 0.1 | USP
Ethylene Glycol | Limit of Ethylene Glycol and Diethylene Glycol | Limit of Ethylene Glycol and Diethylene Glycol | 7A4OP806 | Actipone Lamina | MASTER - Microbiology - J&J Chemical Testing) | NY-Analytical | 825 |  | % | FDA,2 |  | 0.1 | USP
Appearance (TM 208) | Chemical Inspection | Chemical Inspection | 7O4OP065 | Actipone White Tea | Analytical - Chem_NY_Actipone White Tea | NY-Analytical | 792 | Conforms (Done) |  |  |  |  | TM 208
Certificate of Analysis | Certificate of Analysis | Certificate of Analysis | 7O4OP065 | Actipone White Tea | Analytical - Chem_NY_Actipone White Tea | NY-Analytical | 743 | Conforms (Done) |  |  |  |  | Default
Color (TM 208) | Chemical Inspection | Chemical Inspection | 7O4OP065 | Actipone White Tea | Analytical - Chem_NY_Actipone White Tea | NY-Analytical | 792 | Conforms (Done) |  |  |  |  | TM 208
Contamination (TM 208) | Chemical Inspection | Chemical Inspection | 7O4OP065 | Actipone White Tea | Analytical - Chem_NY_Actipone White Tea | NY-Analytical | 792 | Conforms (Done) |  |  |  |  | TM 208
Density | Density @ 20° C | Density at 20° C | 7O4OP065 | Actipone White Tea | Analytical - Chem_NY_Actipone White Tea | NY-Analytical | 831 |  |  | FDA,3 | 1.112 | 1.122 | TM 202
IR Identification (TM 411) | Identification | Identification | 7O4OP065 | Actipone White Tea | Analytical - Chem_NY_Actipone White Tea | NY-Analytical | 390 | Conforms (Done) |  |  |  |  | TM 411
Odor (TM 208) | Chemical Inspection | Chemical Inspection | 7O4OP065 | Actipone White Tea | Analytical - Chem_NY_Actipone White Tea | NY-Analytical | 792 | Conforms (Done) |  |  |  |  | TM 208
Refractive Index at 20°C | Refractive Index at 20°C | Refractive Index at 20°C | 7O4OP065 | Actipone White Tea | Analytical - Chem_NY_Actipone White Tea | NY-Analytical | 798 |  |  | FDA,3 | 1.388 | 1.398 | TM 204
Appearance (TM 208) | Chemical Inspection | Chemical Inspection | 7A4OQ260 | Adult Wipe Fragrance | Analytical - Chem_29A | NY-Analytical | 792 | Conforms (Done) |  |  |  |  | TM208/220/230/USP/Kao LM
Certificate of Analysis | Certificate of Analysis | Certificate of Analysis | 7A4OQ260 | Adult Wipe Fragrance | Analytical - Chem_29A | NY-Analytical | 743 | Conforms (Done) |  |  |  |  | Default
Color (TM 208) | Chemical Inspection | Chemical Inspection | 7A4OQ260 | Adult Wipe Fragrance | Analytical - Chem_29A | NY-Analytical | 792 | Conforms (Done) |  |  |  |  | TM208/220/230/USP/Kao LM
Contamination (TM 208) | Chemical Inspection | Chemical Inspection | 7A4OQ260 | Adult Wipe Fragrance | Analytical - Chem_29A | NY-Analytical | 792 | Conforms (Done) |  |  |  |  | TM208/220/230/USP/Kao LM
IR Identification | Identification | Identification | 7A4OQ260 | Adult Wipe Fragrance | Analytical - Chem_29A | NY-Analytical | 390 | Conforms (Done) |  |  |  |  | TM 411
Odor (TM 208) | Chemical Inspection | Chemical Inspection | 7A4OQ260 | Adult Wipe Fragrance | Analytical - Chem_29A | NY-Analytical | 792 | Conforms (Done) |  |  |  |  | TM208/220/230/USP/Kao LM
Refractive Index | Refractive Index at 25�C | Refractive Index at 25°C | 7A4OQ260 | Adult Wipe Fragrance | Analytical - Chem_29A | NY-Analytical | 451 |  |  | FDA,3 | 1.464 | 1.484 | TM 204
SG | Specific Gravity at 25�C | Specific Gravity at 25°C | 7A4OQ260 | Adult Wipe Fragrance | Analytical - Chem_29A | NY-Analytical | 402 |  |  | FDA,3 | 0.954 | 0.974 | TM 202
Appearance (TM 208) | Chemical Inspection | Chemical Inspection | 7O4OQ437 | Aminomethyl Propanol | Analytical - Chem_168A | NY-Analytical | 792 | Conforms (Done) |  |  |  |  | TM208/220/230/USP/Kao LM
Certificate of Analysis | Certificate of Analysis | Certificate of Analysis | 7O4OQ437 | Aminomethyl Propanol | Analytical - Chem_168A | NY-Analytical | 743 | Conforms (Done) |  |  |  |  | Default
Color (TM 208) | Chemical Inspection | Chemical Inspection | 7O4OQ437 | Aminomethyl Propanol | Analytical - Chem_168A | NY-Analytical | 792 | Conforms (Done) |  |  |  |  | TM208/220/230/USP/Kao LM
Contamination (TM 208) | Chemical Inspection | Chemical Inspection | 7O4OQ437 | Aminomethyl Propanol | Analytical - Chem_168A | NY-Analytical | 792 | Conforms (Done) |  |  |  |  | TM208/220/230/USP/Kao LM
IR Identification | Identification | Identification | 7O4OQ437 | Aminomethyl Propanol | Analytical - Chem_168A | NY-Analytical | 390 | Conforms (Done) |  |  |  |  | TM 411
Odor (TM 208) | Chemical Inspection | Chemical Inspection | 7O4OQ437 | Aminomethyl Propanol | Analytical - Chem_168A | NY-Analytical | 792 | Conforms (Done) |  |  |  |  | TM208/220/230/USP/Kao LM
SG | Specific Gravity at 25�C | Specific Gravity at 25°C | 7O4OQ437 | Aminomethyl Propanol | Analytical - Chem_168A | NY-Analytical | 402 |  |  | FDA,4 | 0.938 | 0.9465 | TM 202
Appearance (TM 208) | Chemical Inspection | Chemical Inspection | 7G4OQ028 | Aminomethylpropanol | Analytical - Chem_Aminomethylpropanol | NY-Analytical | 792 | Conforms (Done) |  |  |  |  | TM208/220/230/USP/Kao LM
Certificate of Analysis | Certificate of Analysis | Certificate of Analysis | 7G4OQ028 | Aminomethylpropanol | Analytical - Chem_Aminomethylpropanol | NY-Analytical | 743 | Conforms (Done) |  |  |  |  | Default
Color (TM 208) | Chemical Inspection | Chemical Inspection | 7G4OQ028 | Aminomethylpropanol | Analytical - Chem_Aminomethylpropanol | NY-Analytical | 792 | Conforms (Done) |  |  |  |  | TM208/220/230/USP/Kao LM
Contamination (TM 208) | Chemical Inspection | Chemical Inspection | 7G4OQ028 | Aminomethylpropanol | Analytical - Chem_Aminomethylpropanol | NY-Analytical | 792 | Conforms (Done) |  |  |  |  | TM208/220/230/USP/Kao LM
IR Identification | Identification | Identification | 7G4OQ028 | Aminomethylpropanol | Analytical - Chem_Aminomethylpropanol | NY-Analytical | 390 | Conforms (Done) |  |  |  |  | TM 411
Odor (TM 208) | Chemical Inspection | Chemical Inspection | 7G4OQ028 | Aminomethylpropanol | Analytical - Chem_Aminomethylpropanol | NY-Analytical | 792 | Conforms (Done) |  |  |  |  | TM208/220/230/USP/Kao LM
Appearance (TM 208) | Chemical Inspection | Chemical Inspection | 7C4OG169 | Ammonium Chloride | Analytical - Chem_75A | NY-Analytical | 792 | Conforms (Done) |  |  |  |  | TM208/220/230/USP/Kao LM
Certificate of Analysis | Certificate of Analysis | Certificate of Analysis | 7C4OG169 | Ammonium Chloride | Analytical - Chem_75A | NY-Analytical | 743 | Conforms (Done) |  |  |  |  | Default
Color (TM 208) | Chemical Inspection | Chemical Inspection | 7C4OG169 | Ammonium Chloride | Analytical - Chem_75A | NY-Analytical | 792 | Conforms (Done) |  |  |  |  | TM208/220/230/USP/Kao LM
Contamination (TM 208) | Chemical Inspection | Chemical Inspection | 7C4OG169 | Ammonium Chloride | Analytical - Chem_75A | NY-Analytical | 792 | Conforms (Done) |  |  |  |  | TM208/220/230/USP/Kao LM
Identification for Ammonium (USP <191>) | Identification | Identification | 7C4OG169 | Ammonium Chloride | Analytical - Chem_75A | NY-Analytical | 390 | Conforms (Done) |  |  |  |  | TM400/408b/421/422/USP
Identification for Chloride (USP <191>) | Identification | Identification | 7C4OG169 | Ammonium Chloride | Analytical - Chem_75A | NY-Analytical | 390 | Conforms (Done) |  |  |  |  | TM400/408b/421/422/USP
Appearance (TM 208) | Chemical Inspection | Chemical Inspection | 7B4OC109 | Antifoam AF-Emulsion | CHE ANTIFOAM AF EMULSION | NY-Analytical | 792 | Conforms (Done) |  |  |  |  | TM208/220/230/USP/Kao LM
Certificate of Analysis | Certificate of Analysis | Certificate of Analysis | 7B4OC109 | Antifoam AF-Emulsion | CHE ANTIFOAM AF EMULSION | NY-Analytical | 743 | Conforms (Done) |  |  |  |  | Default
Color (TM 208) | Chemical Inspection | Chemical Inspection | 7B4OC109 | Antifoam AF-Emulsion | CHE ANTIFOAM AF EMULSION | NY-Analytical | 792 | Conforms (Done) |  |  |  |  | TM208/220/230/USP/Kao LM
Contamination (TM 208) | Chemical Inspection | Chemical Inspection | 7B4OC109 | Antifoam AF-Emulsion | CHE ANTIFOAM AF EMULSION | NY-Analytical | 792 | Conforms (Done) |  |  |  |  | TM208/220/230/USP/Kao LM
IR Identification | Identification | Identification | 7B4OC109 | Antifoam AF-Emulsion | CHE ANTIFOAM AF EMULSION | NY-Analytical | 390 | Conforms (Done) |  |  |  |  | TM 411
Odor (TM 208) | Chemical Inspection | Chemical Inspection | 7B4OC109 | Antifoam AF-Emulsion | CHE ANTIFOAM AF EMULSION | NY-Analytical | 792 | Conforms (Done) |  |  |  |  | TM208/220/230/USP/Kao LM
Certificate of Analysis | Chemical Inspection | Chemical Inspection | 7A4OF602 | Avon Dry Facial Fragrance/Watery Floral | Analytical - Chem_19A | NY-Analytical | 792 | Conforms (Done) |  |  |  |  | TM208/220/230/USP/Kao LM
Contamination (TM 208) | Chemical Inspection | Chemical Inspection | 7A4OF602 | Avon Dry Facial Fragrance/Watery Floral | Analytical - Chem_19A | NY-Analytical | 792 | Conforms (Done) |  |  |  |  | TM208/220/230/USP/Kao LM
IR Identification (TM 411) | Identification | Identification | 7A4OF602 | Avon Dry Facial Fragrance/Watery Floral | Analytical - Chem_19A | NY-Analytical | 390 | Conforms (Done) |  |  |  |  | TM 411
Refractive Index | Refractive Index at 25�C | Refractive Index at 25°C | 7A4OF602 | Avon Dry Facial Fragrance/Watery Floral | Analytical - Chem_19A | NY-Analytical | 451 |  |  | FDA,3 | 1.455 | 1.461 | TM 204
SG | Specific Gravity at 25�C | Specific Gravity at 25°C | 7A4OF602 | Avon Dry Facial Fragrance/Watery Floral | Analytical - Chem_19A | NY-Analytical | 402 |  |  | FDA,3 | 0.964 | 0.968 | TM 202
Appearance (TM 208) | Chemical Inspection | Chemical Inspection | 7B4OA709 | Bell Fragrance | Analytical-Chem_NY_Bell fragrance | NY-Analytical | 792 | Conforms (Done) |  |  |  |  | TM 208
Certificate of Analysis | Certificate of Analysis | Certificate of Analysis | 7B4OA709 | Bell Fragrance | Analytical-Chem_NY_Bell fragrance | NY-Analytical | 743 | Conforms (Done) |  |  |  |  | Default
Color (TM 208) | Chemical Inspection | Chemical Inspection | 7B4OA709 | Bell Fragrance | Analytical-Chem_NY_Bell fragrance | NY-Analytical | 792 | Conforms (Done) |  |  |  |  | TM 208
Contamination (TM 208) | Chemical Inspection | Chemical Inspection | 7B4OA709 | Bell Fragrance | Analytical-Chem_NY_Bell fragrance | NY-Analytical | 792 | Conforms (Done) |  |  |  |  | TM 208
Odor (TM 208) | Chemical Inspection | Chemical Inspection | 7B4OA709 | Bell Fragrance | Analytical-Chem_NY_Bell fragrance | NY-Analytical | 792 | Conforms (Done) |  |  |  |  | TM 208
Refractive Index at 20°C | Refractive Index at 20°C | Refractive Index at 20°C | 7B4OA709 | Bell Fragrance | Analytical-Chem_NY_Bell fragrance | NY-Analytical | 798 |  |  | FDA,3 | 1.467 | 1.477 | TM 204
SG | Specific Gravity at 25�C | Specific Gravity at 25°C | 7B4OA709 | Bell Fragrance | Analytical-Chem_NY_Bell fragrance | NY-Analytical | 402 |  |  | FDA,3 | 1.06 | 1.07 | TM 202
% BZK and Dual-Quat | Total % ADBAC | Total % ADBAC | 7O4OD351 | Benzalkonium Chloride 50% | Analytical-Chem_NY_Benzalkonium Chloride 50% | NY-Analytical | 1064 |  | % | FDA,1 | 47.5 | 52.5 | TM 434
Appearance | Appearance | Appearance | 7O4OD351 | Benzalkonium Chloride 50% | Analytical-Chem_NY_Benzalkonium Chloride 50% | NY-Analytical | 397 | Conforms (Done) |  |  |  |  | TM 208
Appearance (TM 208) | Chemical Inspection | Chemical Inspection | 7A4OB397 | Benzalkonium Chloride 50% | Analytical - Chem_04A | NY-Analytical | 792 | Conforms (Done) |  |  |  |  | TM208/220/230/USP/Kao LM
Assay | Assay | Assay | 7A4OB397 | Benzalkonium Chloride 50% | Analytical - Chem_04A | NY-Analytical | 796 |  | % | FDA,1 | 47.5 | 52.5 | TM 301/434
Assay Final | Assay | Assay | 7A4OB397 | Benzalkonium Chloride 50% | Analytical - Chem_04A | NY-Analytical | 796 |  | % | FDA,1 | 47.5 | 52.5 | TM 301/434
Certificate of Analysis | Certificate of Analysis | Certificate of Analysis | 7A4OB397 | Benzalkonium Chloride 50% | Analytical - Chem_04A | NY-Analytical | 743 | Conforms (Done) |  |  |  |  | Default
Certificate of Analysis | Certificate of Analysis | Certificate of Analysis | 7O4OD351 | Benzalkonium Chloride 50% | Analytical-Chem_NY_Benzalkonium Chloride 50% | NY-Analytical | 743 | [5 empty] | Default
Color (TM 208) | Chemical Inspection | Chemical Inspection | 7A4OB397 | Benzalkonium Chloride 50% | Analytical - Chem_04A | NY-Analytical | 792 | Conforms (Done) |  |  |  |  | TM208/220/230/USP/Kao LM
Contamination (TM 208) | Chemical Inspection | Chemical Inspection | 7A4OB397 | Benzalkonium Chloride 50% | Analytical - Chem_04A | NY-Analytical | 792 | Conforms (Done) |  |  |  |  | TM208/220/230/USP/Kao LM
Ethanol | Ethanol | Ethanol | 7O4OD351 | Benzalkonium Chloride 50% | Analytical-Chem_NY_Benzalkonium Chloride 50% | NY-Analytical | 938 |  | % v/v | FDA,2 | 5.9 | 6.5 | TM 323
Ethanol Final | Ethanol | Ethanol | 7O4OD351 | Benzalkonium Chloride 50% | Analytical-Chem_NY_Benzalkonium Chloride 50% | NY-Analytical | 938 |  | % v/v | FDA,2 | 5.9 | 6.5 | TM 323
Identification (TM 400) | Identification | Identification | 7A4OB397 | Benzalkonium Chloride 50% | Analytical - Chem_04A | NY-Analytical | 390 | Conforms (Done) |  |  |  |  | TM400/408b/421/422/USP
Identification A - Chloride | Identification A | Identification A | 7O4OD351 | Benzalkonium Chloride 50% | Analytical-Chem_NY_Benzalkonium Chloride 50% | NY-Analytical | 455 | [5 empty] | TM 4001
Identification B - Benzalkonium | Identification B | Identification B | 7O4OD351 | Benzalkonium Chloride 50% | Analytical-Chem_NY_Benzalkonium Chloride 50% | NY-Analytical | 456 | [5 empty] | TM 4001
Odor (TM 208) | Chemical Inspection | Chemical Inspection | 7A4OB397 | Benzalkonium Chloride 50% | Analytical - Chem_04A | NY-Analytical | 792 | Conforms (Done) |  |  |  |  | TM208/220/230/USP/Kao LM
Assay | Assay | Assay | 7M4OP027 | Benzalkonium Chloride 50% - USP | Analytical - Chem_NY_Benzalkonium Chloride 50% -USP | NY-Analytical | 796 |  | % | FDA,1 | 47.5 | 52.5 | USP/NF
Assay Final | Assay | Assay | 7M4OP027 | Benzalkonium Chloride 50% - USP | Analytical - Chem_NY_Benzalkonium Chloride 50% -USP | NY-Analytical | 796 |  | % | FDA,1 | 47.5 | 52.5 | USP/NF
C12 + C14 Content of Total | Ratio of Alkyl Compounds | Ratio of Alkyl Compounds | 7M4OP027 | Benzalkonium Chloride 50% - USP | Analytical - Chem_NY_Benzalkonium Chloride 50% -USP | NY-Analytical | 846 |  | % | FDA,1 | 70 |  | USP/NF
C12 Content of Total | Ratio of Alkyl Compounds | Ratio of Alkyl Compounds | 7M4OP027 | Benzalkonium Chloride 50% - USP | Analytical - Chem_NY_Benzalkonium Chloride 50% -USP | NY-Analytical | 846 |  | % | FDA,1 | 40 |  | USP/NF
C14 Content of Total | Ratio of Alkyl Compounds | Ratio of Alkyl Compounds | 7M4OP027 | Benzalkonium Chloride 50% - USP | Analytical - Chem_NY_Benzalkonium Chloride 50% -USP | NY-Analytical | 846 |  | % | FDA,1 | 20 |  | USP/NF
Certificate of Analysis | Certificate of Analysis | Certificate of Analysis | 7M4OP027 | Benzalkonium Chloride 50% - USP | Analytical - Chem_NY_Benzalkonium Chloride 50% -USP | NY-Analytical | 743 | Conforms (Done) |  |  |  |  | Default
Identification A | Identification | Identification | 7M4OP027 | Benzalkonium Chloride 50% - USP | Analytical - Chem_NY_Benzalkonium Chloride 50% -USP | NY-Analytical | 390 | Conforms (Done) |  |  |  |  | USP/NF
Identification B | Identification | Identification | 7M4OP027 | Benzalkonium Chloride 50% - USP | Analytical - Chem_NY_Benzalkonium Chloride 50% -USP | NY-Analytical | 390 | Conforms (Done) |  |  |  |  | USP/NF
Identification C | Identification | Identification | 7M4OP027 | Benzalkonium Chloride 50% - USP | Analytical - Chem_NY_Benzalkonium Chloride 50% -USP | NY-Analytical | 390 | Conforms (Done) |  |  |  |  | USP/NF
Identification D | Identification | Identification | 7M4OP027 | Benzalkonium Chloride 50% - USP | Analytical - Chem_NY_Benzalkonium Chloride 50% -USP | NY-Analytical | 390 | Conforms (Done) |  |  |  |  | USP/NF
Appearance (TM 208) | Chemical Inspection | Chemical Inspection | 7E4OP065 | Benzyl Alcohol | Analytical - Chem_NY_Benzyl Alcohol | NY-Analytical | 792 | Conforms (Done) |  |  |  |  | TM 208
Certificate of Analysis | Certificate of Analysis | Certificate of Analysis | 7E4OP065 | Benzyl Alcohol | Analytical - Chem_NY_Benzyl Alcohol | NY-Analytical | 743 | Conforms (Done) |  |  |  |  | Default
Color (TM 208) | Chemical Inspection | Chemical Inspection | 7E4OP065 | Benzyl Alcohol | Analytical - Chem_NY_Benzyl Alcohol | NY-Analytical | 792 | Conforms (Done) |  |  |  |  | TM 208
Contamination (TM 208) | Chemical Inspection | Chemical Inspection | 7E4OP065 | Benzyl Alcohol | Analytical - Chem_NY_Benzyl Alcohol | NY-Analytical | 792 | Conforms (Done) |  |  |  |  | TM 208
IR Identification (TM 411) | Identification | Identification | 7E4OP065 | Benzyl Alcohol | Analytical - Chem_NY_Benzyl Alcohol | NY-Analytical | 390 | Conforms (Done) |  |  |  |  | TM 411
Odor (TM 208) | Chemical Inspection | Chemical Inspection | 7E4OP065 | Benzyl Alcohol | Analytical - Chem_NY_Benzyl Alcohol | NY-Analytical | 792 | Conforms (Done) |  |  |  |  | TM 208
Appearance (TM 208) | Chemical Inspection | Chemical Inspection | 7B4FD110 | Boric Acid USP/NF | Analytical - Chem_44A | NY-Analytical | 792 | Conforms (Done) |  |  |  |  | TM208/220/230/USP/Kao LM
Certificate of Analysis | Certificate of Analysis | Certificate of Analysis | 7B4FD110 | Boric Acid USP/NF | Analytical - Chem_44A | NY-Analytical | 743 | Conforms (Done) |  |  |  |  | Default
Color (TM 208) | Chemical Inspection | Chemical Inspection | 7B4FD110 | Boric Acid USP/NF | Analytical - Chem_44A | NY-Analytical | 792 | Conforms (Done) |  |  |  |  | TM208/220/230/USP/Kao LM
IR Identification | Identification | Identification | 7B4FD110 | Boric Acid USP/NF | Analytical - Chem_44A | NY-Analytical | 390 | Conforms (Done) |  |  |  |  | TM 411
Odor (TM 208) | Chemical Inspection | Chemical Inspection | 7B4FD110 | Boric Acid USP/NF | Analytical - Chem_44A | NY-Analytical | 792 | Conforms (Done) |  |  |  |  | TM208/220/230/USP/Kao LM
Appearance (TM 208) | Chemical Inspection | Chemical Inspection | 7O4OG169 | Bronidox-L | Analytical - Chem_142A | NY-Analytical | 792 | Conforms (Done) |  |  |  |  | TM208/220/230/USP/Kao LM
Certificate of Analysis | Certificate of Analysis | Certificate of Analysis | 7O4OG169 | Bronidox-L | Analytical - Chem_142A | NY-Analytical | 743 | Conforms (Done) |  |  |  |  | Default
Color (TM 208) | Chemical Inspection | Chemical Inspection | 7O4OG169 | Bronidox-L | Analytical - Chem_142A | NY-Analytical | 792 | Conforms (Done) |  |  |  |  | TM208/220/230/USP/Kao LM
Contamination (TM 208) | Chemical Inspection | Chemical Inspection | 7O4OG169 | Bronidox-L | Analytical - Chem_142A | NY-Analytical | 792 | Conforms (Done) |  |  |  |  | TM208/220/230/USP/Kao LM
IR Identification | Identification | Identification | 7O4OG169 | Bronidox-L | Analytical - Chem_142A | NY-Analytical | 390 | Conforms (Done) |  |  |  |  | TM 411
Refractive Index at 20°C | Refractive Index at 20°C | Refractive Index at 20°C | 7O4OG169 | Bronidox-L | Analytical - Chem_142A | NY-Analytical | 798 |  |  | FDA,3 | 1.435 | 1.437 | TM 204
SG | Specific Gravity at 20�C | Specific Gravity at 20°C | 7O4OG169 | Bronidox-L | Analytical - Chem_142A | NY-Analytical | 432 |  |  | FDA,3 | 1.08 | 1.09 | TM 202
Appearance (TM 208) | Chemical Inspection | Chemical Inspection | 7B4OQ595 | Bronopol | Analytical - Chem_63A | NY-Analytical | 792 | Conforms (Done) |  |  |  |  | TM208/220/230/USP/Kao LM
Certificate of Analysis | Certificate of Analysis | Certificate of Analysis | 7B4OQ595 | Bronopol | Analytical - Chem_63A | NY-Analytical | 743 | Conforms (Done) |  |  |  |  | Default
Color (TM 208) | Chemical Inspection | Chemical Inspection | 7B4OQ595 | Bronopol | Analytical - Chem_63A | NY-Analytical | 792 | Conforms (Done) |  |  |  |  | TM208/220/230/USP/Kao LM
Contamination (TM 208) | Chemical Inspection | Chemical Inspection | 7B4OQ595 | Bronopol | Analytical - Chem_63A | NY-Analytical | 792 | Conforms (Done) |  |  |  |  | TM208/220/230/USP/Kao LM
IR Identification | Identification | Identification | 7B4OQ595 | Bronopol | Analytical - Chem_63A | NY-Analytical | 390 | Conforms (Done) |  |  |  |  | TM 411
Odor (TM 208) | Chemical Inspection | Chemical Inspection | 7B4OQ595 | Bronopol | Analytical - Chem_63A | NY-Analytical | 792 | Conforms (Done) |  |  |  |  | TM208/220/230/USP/Kao LM
Assay | Assay | Assay | 7O4OP253 | BTC 1010 | Analytical-Chem_NY_BTC 1010 | NY-Analytical | 796 |  | % | FDA,0 | 50 | 55 | TM 301/434
Assay Final | Assay | Assay | 7O4OP253 | BTC 1010 | Analytical-Chem_NY_BTC 1010 | NY-Analytical | 796 |  | % | FDA,0 | 50 | 55 | TM 301/434
Certificate of Analysis | Certificate of Analysis | Certificate of Analysis | 7O4OP253 | BTC 1010 | Analytical-Chem_NY_BTC 1010 | NY-Analytical | 743 | Conforms (Done) |  |  |  |  | Default
pH (10% in water) | pH | pH | 7O4OP253 | BTC 1010 | Analytical-Chem_NY_BTC 1010 | NY-Analytical | 398 |  |  | FDA,1 | 6 | 9 | TM 200
Active (BTC 1210-80%) | Active (BTC 1210-80%) | Active (BTC 1210-80%) | 7O4OP567 | BTC 1210 - 80% | Analytical-Chem_NY_BTC 1210-80% | NY-Analytical | 1015 |  | % | FDA,1 | 80 | 82 | TM 3005
Appearance | Appearance | Appearance | 7O4OP567 | BTC 1210 - 80% | Analytical-Chem_NY_BTC 1210-80% | NY-Analytical | 397 | Conforms (Done) |  |  |  |  | TM 208
Certificate of Analysis | Certificate of Analysis | Certificate of Analysis | 7O4OP567 | BTC 1210 - 80% | Analytical-Chem_NY_BTC 1210-80% | NY-Analytical | 743 | Conforms (Done)
pH (10% in water) | pH | pH | 7O4OP567 | BTC 1210 - 80% | Analytical-Chem_NY_BTC 1210-80% | NY-Analytical | 398 |  |  | FDA,1 | 6 | 8.5 | TM 200
Appearance (TM 208) | Chemical Inspection | Chemical Inspection | 7A4OQ518 | BTC 2125M-50% Maquat MQ2525M-50% Barquat 4250Z | Analytical - Chem_31A | NY-Analytical | 792 | Conforms (Done) |  |  |  |  | TM208/220/230/USP/Kao LM
Appearance (TM 208) | Chemical Inspection | Chemical Inspection | 7A4OQ518 | BTC 2125M-50% Maquat MQ2525M-50% Barquat 4250Z | Analytical - Chem_31A | NY-Analytical | 792 | [5 empty] | TM208/220/230/USP/Kao LM
Assay | Assay | Assay | 7A4OQ518 | BTC 2125M-50% Maquat MQ2525M-50% Barquat 4250Z | Analytical - Chem_31A | NY-Analytical | 796 |  | % | FDA,1 | 50 | 54 | TM 301/434
Assay Final | Assay | Assay | 7A4OQ518 | BTC 2125M-50% Maquat MQ2525M-50% Barquat 4250Z | Analytical - Chem_31A | NY-Analytical | 796 |  | % | FDA,1 | 50 | 54 | TM 301/434
Certificate of Analysis | Certificate of Analysis | Certificate of Analysis | 7A4OQ518 | BTC 2125M-50% Maquat MQ2525M-50% Barquat 4250Z | Analytical - Chem_31A | NY-Analytical | 743 | Conforms (Done) |  |  |  |  | Default
Certificate of Analysis | Certificate of Analysis | Certificate of Analysis | 7A4OQ518 | BTC 2125M-50% Maquat MQ2525M-50% Barquat 4250Z | Analytical - Chem_31A | NY-Analytical | 743 | [5 empty] | Default
Color (TM 208) | Chemical Inspection | Chemical Inspection | 7A4OQ518 | BTC 2125M-50% Maquat MQ2525M-50% Barquat 4250Z | Analytical - Chem_31A | NY-Analytical | 792 | Conforms (Done) |  |  |  |  | TM208/220/230/USP/Kao LM
Color (TM 208) | Chemical Inspection | Chemical Inspection | 7A4OQ518 | BTC 2125M-50% Maquat MQ2525M-50% Barquat 4250Z | Analytical - Chem_31A | NY-Analytical | 792 | [5 empty] | TM208/220/230/USP/Kao LM
Contamination (TM 208) | Chemical Inspection | Chemical Inspection | 7A4OQ518 | BTC 2125M-50% Maquat MQ2525M-50% Barquat 4250Z | Analytical - Chem_31A | NY-Analytical | 792 | Conforms (Done) |  |  |  |  | TM208/220/230/USP/Kao LM
Contamination (TM 208) | Chemical Inspection | Chemical Inspection | 7A4OQ518 | BTC 2125M-50% Maquat MQ2525M-50% Barquat 4250Z | Analytical - Chem_31A | NY-Analytical | 792 | [5 empty] | TM208/220/230/USP/Kao LM
Odor (TM 208) | Chemical Inspection | Chemical Inspection | 7A4OQ518 | BTC 2125M-50% Maquat MQ2525M-50% Barquat 4250Z | Analytical - Chem_31A | NY-Analytical | 792 | [5 empty] | TM208/220/230/USP/Kao LM
Odor (TM 208) | Chemical Inspection | Chemical Inspection | 7A4OQ518 | BTC 2125M-50% Maquat MQ2525M-50% Barquat 4250Z | Analytical - Chem_31A | NY-Analytical | 792 | Conforms (Done) |  |  |  |  | TM208/220/230/USP/Kao LM
pH (10% Solution) | pH | pH | 7A4OQ518 | BTC 2125M-50% Maquat MQ2525M-50% Barquat 4250Z | Analytical - Chem_31A | NY-Analytical | 398 |  |  | FDA,1 | 6 | 9 | TM 200
Appearance (TM 208) | Chemical Inspection | Chemical Inspection | 7O4OQ890 | Butoxyethanol | Analytical - Chem_170A | NY-Analytical | 792 | Conforms (Done) |  |  |  |  | TM208/220/230/USP/Kao LM
Certificate of Analysis | Certificate of Analysis | Certificate of Analysis | 7O4OQ890 | Butoxyethanol | Analytical - Chem_170A | NY-Analytical | 743 | Conforms (Done) |  |  |  |  | Default
Color (TM 208) | Chemical Inspection | Chemical Inspection | 7O4OQ890 | Butoxyethanol | Analytical - Chem_170A | NY-Analytical | 792 | Conforms (Done) |  |  |  |  | TM208/220/230/USP/Kao LM
Contamination (TM 208) | Chemical Inspection | Chemical Inspection | 7O4OQ890 | Butoxyethanol | Analytical - Chem_170A | NY-Analytical | 792 | Conforms (Done) |  |  |  |  | TM208/220/230/USP/Kao LM
IR Identification | Identification | Identification | 7O4OQ890 | Butoxyethanol | Analytical - Chem_170A | NY-Analytical | 390 | Conforms (Done) |  |  |  |  | TM 411
Odor (TM 208) | Chemical Inspection | Chemical Inspection | 7O4OQ890 | Butoxyethanol | Analytical - Chem_170A | NY-Analytical | 792 | Conforms (Done) |  |  |  |  | TM208/220/230/USP/Kao LM
Appearance (TM 208) | Chemical Inspection | Chemical Inspection | 7B4OA347 | Calming Waters INCI w/Symfresh | Analytical-Chem_NY_Calming Waters INCI w/symfresh | NY-Analytical | 792 | Conforms (Done) |  |  |  |  | TM 208
Certificate of Analysis | Certificate of Analysis | Certificate of Analysis | 7B4OA347 | Calming Waters INCI w/Symfresh | Analytical-Chem_NY_Calming Waters INCI w/symfresh | NY-Analytical | 743 | Conforms (Done) |  |  |  |  | Default
Color (TM 208) | Chemical Inspection | Chemical Inspection | 7B4OA347 | Calming Waters INCI w/Symfresh | Analytical-Chem_NY_Calming Waters INCI w/symfresh | NY-Analytical | 792 | Conforms (Done) |  |  |  |  | TM 208
Contamination (TM 208) | Chemical Inspection | Chemical Inspection | 7B4OA347 | Calming Waters INCI w/Symfresh | Analytical-Chem_NY_Calming Waters INCI w/symfresh | NY-Analytical | 792 | Conforms (Done) |  |  |  |  | TM 208
IR Identification | Identification | Identification | 7B4OA347 | Calming Waters INCI w/Symfresh | Analytical-Chem_NY_Calming Waters INCI w/symfresh | NY-Analytical | 390 | Conforms (Done) |  |  |  |  | TM 411
Odor (TM 208) | Chemical Inspection | Chemical Inspection | 7B4OA347 | Calming Waters INCI w/Symfresh | Analytical-Chem_NY_Calming Waters INCI w/symfresh | NY-Analytical | 792 | Conforms (Done) |  |  |  |  | TM 208
Refractive Index | Refractive Index at 25�C | Refractive Index at 25°C | 7B4OA347 | Calming Waters INCI w/Symfresh | Analytical-Chem_NY_Calming Waters INCI w/symfresh | NY-Analytical | 451 |  |  | FDA,3 | 1.465 | 1.475 | TM 204
SG | Specific Gravity at 25�C | Specific Gravity at 25°C | 7B4OA347 | Calming Waters INCI w/Symfresh | Analytical-Chem_NY_Calming Waters INCI w/symfresh | NY-Analytical | 402 |  |  | FDA,3 | 0.959 | 0.969 | TM 202
Certificate of Analysis | Certificate of Analysis | Certificate of Analysis | 7C4OP027 | Camellia Oleifera Leaf Extract | Analytical-Chem_NY_Camellia Oleifera Leaf Extract | NY-Analytical | 743 | Conforms (Done) |  |  |  |  | Default
Certificate of Analysis | Certificate of Analysis | Certificate of Analysis | 7O4OP806 | Carbopol 2020 | Analytical - Chem_NY_Carbopol 2020 | NY-Analytical | 743 | Conforms (Done) |  |  |  |  | Default
Certificate of Analysis | Certificate of Analysis | Certificate of Analysis | 7A4OQ203 | Carbopol Ultrez-10 | MASTER - Microbiology - J&J Chemical Testing) | NY-Analytical | 743 | Conforms (Done) |  |  |  |  | Default
Certificate of Analysis | Certificate of Analysis | Certificate of Analysis | 7O4OP209 | Ceraphyl 28 | MASTER - Microbiology - J&J Chemical Testing) | NY-Analytical | 743 | Conforms (Done) |  |  |  |  | Default
Certificate of Analysis | Certificate of Analysis | Certificate of Analysis | 7O4OP209 | Ceraphyl 28 | MASTER - Microbiology - J&J Chemical Testing) | NY-Analytical | 743 | [5 empty] | Default
Certificate of Analysis | Certificate of Analysis | Certificate of Analysis | 7A4OP027 | Ceraphyl 41 | MASTER - Microbiology - J&J Chemical Testing) | NY-Analytical | 743 | Conforms (Done) |  |  |  |  | Default
Certificate of Analysis | Certificate of Analysis | Certificate of Analysis | 7O4OP705 | Cetaphil Concentrate | Analytical - Chem_NY_Cetaphil Concentrate | NY-Analytical | 743 | Conforms (Done) |  |  |  |  | Default
Contamination (TM 208) | Chemical Inspection | Chemical Inspection | 7O4OP705 | Cetaphil Concentrate | Analytical - Chem_NY_Cetaphil Concentrate | NY-Analytical | 792 | Conforms (Done) |  |  |  |  | TM 208
Description (TM 208) | Chemical Inspection | Chemical Inspection | 7O4OP705 | Cetaphil Concentrate | Analytical - Chem_NY_Cetaphil Concentrate | NY-Analytical | 792 | Conforms (Done) |  |  |  |  | TM 208
pH | pH as is | pH | 7O4OP705 | Cetaphil Concentrate | Analytical - Chem_NY_Cetaphil Concentrate | NY-Analytical | 447 |  |  | FDA,1 | 5.5 | 7 | TM 200
Temptale Reading | Temptale Reading | Temptale Reading | 7O4OP705 | Cetaphil Concentrate | Analytical - Chem_NY_Cetaphil Concentrate | NY-Analytical | 1051 |  | ºC | FDA,0 | 5 | 40
Viscosity (Spindle 3 @ 60RPM in 300 ml beaker) | Viscosity | Viscosity | 7O4OP705 | Cetaphil Concentrate | Analytical - Chem_NY_Cetaphil Concentrate | NY-Analytical | 747 |  | cps | FDA,0 | 400 | 1600 | TM 203
Certificate of Analysis | Certificate of Analysis | Certificate of Analysis | 7C4OP230 | Cetiol CC | MASTER - Microbiology - J&J Chemical Testing) | NY-Analytical | 743 | Conforms (Done) |  |  |  |  | Default
Certificate of Analysis | Certificate of Analysis | Certificate of Analysis | 7A4OA709 | Chamomile Extract # 11-19-2 | Analytical-Chem_NY_Chamomile Extract # 11-19-2 | NY-Analytical | 743 | Conforms (Done) |  |  |  |  | Default
Contamination (TM 208) | Chemical Inspection | Chemical Inspection | 7A4OA709 | Chamomile Extract # 11-19-2 | Analytical-Chem_NY_Chamomile Extract # 11-19-2 | NY-Analytical | 792 | Conforms (Done) |  |  |  |  | TM 208
Description (TM 208) | Chemical Inspection | Chemical Inspection | 7A4OA709 | Chamomile Extract # 11-19-2 | Analytical-Chem_NY_Chamomile Extract # 11-19-2 | NY-Analytical | 792 | Conforms (Done) |  |  |  |  | TM 208
pH | pH | pH | 7A4OA709 | Chamomile Extract # 11-19-2 | Analytical-Chem_NY_Chamomile Extract # 11-19-2 | NY-Analytical | 398 |  |  | FDA,1 | 4 | 6.5 | TM 200
Refractive Index at 20°C | Refractive Index at 20°C | Refractive Index at 20°C | 7A4OA709 | Chamomile Extract # 11-19-2 | Analytical-Chem_NY_Chamomile Extract # 11-19-2 | NY-Analytical | 798 |  |  | FDA,3 | 1.409 | 1.419 | TM 204
SG | Specific Gravity at 25�C | Specific Gravity at 25°C | 7A4OA709 | Chamomile Extract # 11-19-2 | Analytical-Chem_NY_Chamomile Extract # 11-19-2 | NY-Analytical | 402 |  |  | FDA,3 | 1.043 | 1.053 | TM 202
Appearance (TM 208) | Chemical Inspection | Chemical Inspection | 7B4OP065 | Chamomile Flower Extract | Analytical - Chem_NY_Chamomile Flower Extract | NY-Analytical | 792 | Conforms (Done) |  |  |  |  | TM 208
Certificate of Analysis | Certificate of Analysis | Certificate of Analysis | 7B4OP065 | Chamomile Flower Extract | Analytical - Chem_NY_Chamomile Flower Extract | NY-Analytical | 743 | Conforms (Done) |  |  |  |  | Default
Color (TM 208) | Chemical Inspection | Chemical Inspection | 7B4OP065 | Chamomile Flower Extract | Analytical - Chem_NY_Chamomile Flower Extract | NY-Analytical | 792 | Conforms (Done) |  |  |  |  | TM 208
Contamination (TM 208) | Chemical Inspection | Chemical Inspection | 7B4OP065 | Chamomile Flower Extract | Analytical - Chem_NY_Chamomile Flower Extract | NY-Analytical | 792 | Conforms (Done) |  |  |  |  | TM 208
IR Identification (TM 411) | Identification | Identification | 7B4OP065 | Chamomile Flower Extract | Analytical - Chem_NY_Chamomile Flower Extract | NY-Analytical | 390 | Conforms (Done) |  |  |  |  | TM 411
Odor (TM 208) | Chemical Inspection | Chemical Inspection | 7B4OP065 | Chamomile Flower Extract | Analytical - Chem_NY_Chamomile Flower Extract | NY-Analytical | 792 | Conforms (Done) |  |  |  |  | TM 208
Appearance (TM 208) | Chemical Inspection | Chemical Inspection | 7A4OP345 | CHE ACB BIO-CHELATE | Analytical - Chem_195A | NY-Analytical | 792 | Conforms (Done) |  |  |  |  | TM208/220/230/USP/Kao LM
Certificate of Analysis | Certificate of Analysis | Certificate of Analysis | 7A4OP345 | CHE ACB BIO-CHELATE | Analytical - Chem_195A | NY-Analytical | 743 | Conforms (Done) |  |  |  |  | Default
Color (TM 208) | Chemical Inspection | Chemical Inspection | 7A4OP345 | CHE ACB BIO-CHELATE | Analytical - Chem_195A | NY-Analytical | 792 | Conforms (Done) |  |  |  |  | TM208/220/230/USP/Kao LM
Contamination (TM 208) | Chemical Inspection | Chemical Inspection | 7A4OP345 | CHE ACB BIO-CHELATE | Analytical - Chem_195A | NY-Analytical | 792 | Conforms (Done) |  |  |  |  | TM208/220/230/USP/Kao LM
IR Identification | Identification | Identification | 7A4OP345 | CHE ACB BIO-CHELATE | Analytical - Chem_195A | NY-Analytical | 390 | Conforms (Done) |  |  |  |  | TM 411
Odor (TM 208) | Chemical Inspection | Chemical Inspection | 7A4OP345 | CHE ACB BIO-CHELATE | Analytical - Chem_195A | NY-Analytical | 792 | Conforms (Done) |  |  |  |  | TM208/220/230/USP/Kao LM
pH | pH as is | pH | 7A4OP345 | CHE ACB BIO-CHELATE | Analytical - Chem_195A | NY-Analytical | 447 |  |  | FDA,1 | 3.5 | 4.5 | TM 200
Apparent proof | Apparent proof | Apparent proof | 7B4OX232 | Che alcohol SDA40-B 190 Proof | Analytical - Chem_40A | NY-Analytical | 936 |  |  | FDA,1 | 189.7 | 190.2 | STM 101
Appearance (TM 208) | Chemical Inspection | Chemical Inspection | 7B4OX232 | Che alcohol SDA40-B 190 Proof | Analytical - Chem_40A | NY-Analytical | 792 | Conforms (Done) |  |  |  |  | TM208/220/230/USP/Kao LM
Appearance (TM 208) | Chemical Inspection | Chemical Inspection | 7B4OX232 | Che alcohol SDA40-B 190 Proof | Analytical - Chem_40A | NY-Analytical | 792 | [5 empty] | TM208/220/230/USP/Kao LM
Certificate of Analysis | Certificate of Analysis | Certificate of Analysis | 7B4OX232 | Che alcohol SDA40-B 190 Proof | Analytical - Chem_40A | NY-Analytical | 743 | Conforms (Done) |  |  |  |  | Default
Certificate of Analysis | Certificate of Analysis | Certificate of Analysis | 7B4OX232 | Che alcohol SDA40-B 190 Proof | Analytical - Chem_40A | NY-Analytical | 743 | [5 empty] | Default
Color (TM 208) | Chemical Inspection | Chemical Inspection | 7B4OX232 | Che alcohol SDA40-B 190 Proof | Analytical - Chem_40A | NY-Analytical | 792 | Conforms (Done) |  |  |  |  | TM208/220/230/USP/Kao LM
Color (TM 208) | Chemical Inspection | Chemical Inspection | 7B4OX232 | Che alcohol SDA40-B 190 Proof | Analytical - Chem_40A | NY-Analytical | 792 | [5 empty] | TM208/220/230/USP/Kao LM
Contamination (TM 208) | Chemical Inspection | Chemical Inspection | 7B4OX232 | Che alcohol SDA40-B 190 Proof | Analytical - Chem_40A | NY-Analytical | 792 | Conforms (Done) |  |  |  |  | TM208/220/230/USP/Kao LM
Contamination (TM 208) | Chemical Inspection | Chemical Inspection | 7B4OX232 | Che alcohol SDA40-B 190 Proof | Analytical - Chem_40A | NY-Analytical | 792 | [5 empty] | TM208/220/230/USP/Kao LM
IR Identification | Identification | Identification | 7B4OX232 | Che alcohol SDA40-B 190 Proof | Analytical - Chem_40A | NY-Analytical | 390 | Conforms (Done) |  |  |  |  | TM 411
IR Identification | Identification | Identification | 7B4OX232 | Che alcohol SDA40-B 190 Proof | Analytical - Chem_40A | NY-Analytical | 390 | [5 empty] | TM 411
Odor (TM 208) | Chemical Inspection | Chemical Inspection | 7B4OX232 | Che alcohol SDA40-B 190 Proof | Analytical - Chem_40A | NY-Analytical | 792 | Conforms (Done) |  |  |  |  | TM208/220/230/USP/Kao LM
Odor (TM 208) | Chemical Inspection | Chemical Inspection | 7B4OX232 | Che alcohol SDA40-B 190 Proof | Analytical - Chem_40A | NY-Analytical | 792 | [5 empty] | TM208/220/230/USP/Kao LM
SG | Specific Gravity at 25�C | Specific Gravity at 25°C | 7B4OX232 | Che alcohol SDA40-B 190 Proof | Analytical - Chem_40A | NY-Analytical | 402 |  |  | FDA,4 | 0.8086 | 0.8098 | TM 202
Certificate of Analysis | Certificate of Analysis | Certificate of Analysis | 7F4OP027 | CHE ARLASILK PHOSPHOLIPID PTC | Analytical - Chem_NY_Arlasilk Phospholipid PTC | NY-Analytical | 743 | Conforms (Done) |  |  |  |  | Default
Certificate of Analysis | Certificate of Analysis | Certificate of Analysis | 7F4OP027 | CHE ARLASILK PHOSPHOLIPID PTC | Analytical - Chem_NY_Arlasilk Phospholipid PTC | NY-Analytical | 743 | [5 empty] | Default
Certificate of Analysis | Certificate of Analysis | Certificate of Analysis | 7H4OP601 | CHE DUB PTO | Analytical - Chem_NY_DUB PTO | NY-Analytical | 743 | Conforms (Done) |  |  |  |  | Default
Certificate of Analysis | Certificate of Analysis | Certificate of Analysis | 7H4OP601 | CHE DUB PTO | Analytical - Chem_NY_DUB PTO | NY-Analytical | 743 | [5 empty] | Default
Certificate of Analysis | Certificate of Analysis | Certificate of Analysis | 7F4OP601 | CHE ISONONYL ISONONANOATE | Analytical - Chem_109A | NY-Analytical | 743 | Conforms (Done) |  |  |  |  | Default
Certificate of Analysis | Certificate of Analysis | Certificate of Analysis | 7F4OP601 | CHE ISONONYL ISONONANOATE | MASTER - Microbiology - J&J Chemical Testing) | NY-Analytical | 743 | Conforms (Done) |  |  |  |  | Default
Certificate of Analysis | Certificate of Analysis | Certificate of Analysis | 7O4OP027 | CHE PROCETYL AWS | MASTER - Microbiology - J&J Chemical Testing) | NY-Analytical | 743 | Conforms (Done) |  |  |  |  | Default
Assay | Assay | Assay | 7A4OK459 | CHE SALICYLIC ACID USP | Analytical-Chem_NY_Salicylic Acid USP | NY-Analytical | 796 |  | % | FDA,1 | 98 | 102 | USP/NF
Certificate of Analysis | Certificate of Analysis | Certificate of Analysis | 7A4OK459 | CHE SALICYLIC ACID USP | Analytical-Chem_NY_Salicylic Acid USP | NY-Analytical | 743 | Conforms (Done) |  |  |  |  | Default
Chloride | Chloride | Chloride | 7A4OK459 | CHE SALICYLIC ACID USP | Analytical-Chem_NY_Salicylic Acid USP | NY-Analytical | 832 |  | % | FDA,3 |  | 0.014 | USP
Heavy Metals | Heavy Metals | Heavy Metals | 7A4OK459 | CHE SALICYLIC ACID USP | Analytical-Chem_NY_Salicylic Acid USP | NY-Analytical | 833 |  | ug/g | FDA,0 |  | <20 | USP
Identification A | Identification A | Identification A | 7A4OK459 | CHE SALICYLIC ACID USP | Analytical-Chem_NY_Salicylic Acid USP | NY-Analytical | 455 | Conforms (Done) |  |  |  |  | USP/NF
Identification B | Identification B | Identification B | 7A4OK459 | CHE SALICYLIC ACID USP | Analytical-Chem_NY_Salicylic Acid USP | NY-Analytical | 456 | Conforms (Done) |  |  |  |  | USP/NF
Impurity | Related Compounds | Related Compounds | 7A4OK459 | CHE SALICYLIC ACID USP | Analytical-Chem_NY_Salicylic Acid USP | NY-Analytical | 816 |  | % | FDA,4 |  | 0.05 | USP
Loss on Drying | Loss on Drying | Loss on Drying | 7A4OK459 | CHE SALICYLIC ACID USP | Analytical-Chem_NY_Salicylic Acid USP | NY-Analytical | 802 |  | % | FDA,3 |  | 0.5 | USP
Phenol | Related Compounds | Related Compounds | 7A4OK459 | CHE SALICYLIC ACID USP | Analytical-Chem_NY_Salicylic Acid USP | NY-Analytical | 816 |  | % | FDA,4 |  | 0.01 | USP
Related Compound A | Related Compounds | Related Compounds | 7A4OK459 | CHE SALICYLIC ACID USP | Analytical-Chem_NY_Salicylic Acid USP | NY-Analytical | 816 |  | % | FDA,4 |  | 0.1 | USP
Related Compound B | Related Compounds | Related Compounds | 7A4OK459 | CHE SALICYLIC ACID USP | Analytical-Chem_NY_Salicylic Acid USP | NY-Analytical | 816 |  | % | FDA,4 |  | 0.05 | USP
Residue on Ignition | Residue on Ignition | Residue on Ignition | 7A4OK459 | CHE SALICYLIC ACID USP | Analytical-Chem_NY_Salicylic Acid USP | NY-Analytical | 834 |  | % | FDA,2 |  | 0.05 | USP
Sulfate Content | Sulfate Content | Sulfate Content | 7A4OK459 | CHE SALICYLIC ACID USP | Analytical-Chem_NY_Salicylic Acid USP | NY-Analytical | 835 |  | % | FDA,3 |  | 0.02 | USP
Total Impurities | Related Compounds | Related Compounds | 7A4OK459 | CHE SALICYLIC ACID USP | Analytical-Chem_NY_Salicylic Acid USP | NY-Analytical | 816 |  | % | FDA,4 |  | 0.2 | USP
Certificate of Analysis | Certificate of Analysis | Certificate of Analysis | 7O4OH460 | CHE SOOTHEX | MASTER - Microbiology - J&J Chemical Testing) | NY-Analytical | 743 | Conforms (Done) |  |  |  |  | Default
Appearance (TM 208) | Chemical Inspection | Chemical Inspection | 7F4BP869 | Citric Acid Anhydrous - USP | Analytical - Chem_NY_Citric Acid Anhydrous - USP | NY-Analytical | 792 | Conforms (Done) |  |  |  |  | TM 208
Certificate of Analysis | Certificate of Analysis | Certificate of Analysis | 7F4BP869 | Citric Acid Anhydrous - USP | Analytical - Chem_NY_Citric Acid Anhydrous - USP | NY-Analytical | 743 | Conforms (Done)
Color (TM 208) | Chemical Inspection | Chemical Inspection | 7F4BP869 | Citric Acid Anhydrous - USP | Analytical - Chem_NY_Citric Acid Anhydrous - USP | NY-Analytical | 792 | Conforms (Done) |  |  |  |  | TM 208
Contamination (TM 208) | Chemical Inspection | Chemical Inspection | 7F4BP869 | Citric Acid Anhydrous - USP | Analytical - Chem_NY_Citric Acid Anhydrous - USP | NY-Analytical | 792 | Conforms (Done) |  |  |  |  | TM 208
IR Identification | Identification | Identification | 7F4BP869 | Citric Acid Anhydrous - USP | Analytical - Chem_NY_Citric Acid Anhydrous - USP | NY-Analytical | 390 | Conforms (Done) |  |  |  |  | TM 411
Odor (TM 208) | Chemical Inspection | Chemical Inspection | 7F4BP869 | Citric Acid Anhydrous - USP | Analytical - Chem_NY_Citric Acid Anhydrous - USP | NY-Analytical | 792 | Conforms (Done) |  |  |  |  | TM 208
Appearance (TM 208) | Chemical Inspection | Chemical Inspection | 7B4OA242 | Citric Acid USP Anhydrous Granular | Analytical - Chem_48A | NY-Analytical | 792 | Conforms (Done) |  |  |  |  | TM208/220/230/USP/Kao LM
Certificate of Analysis | Certificate of Analysis | Certificate of Analysis | 7B4OA242 | Citric Acid USP Anhydrous Granular | Analytical - Chem_48A | NY-Analytical | 743 | Conforms (Done) |  |  |  |  | Default
Color (TM 208) | Chemical Inspection | Chemical Inspection | 7B4OA242 | Citric Acid USP Anhydrous Granular | Analytical - Chem_48A | NY-Analytical | 792 | Conforms (Done) |  |  |  |  | TM208/220/230/USP/Kao LM
Contamination (TM 208) | Chemical Inspection | Chemical Inspection | 7B4OA242 | Citric Acid USP Anhydrous Granular | Analytical - Chem_48A | NY-Analytical | 792 | Conforms (Done) |  |  |  |  | TM208/220/230/USP/Kao LM
IR Identification | Identification | Identification | 7B4OA242 | Citric Acid USP Anhydrous Granular | Analytical - Chem_48A | NY-Analytical | 390 | Conforms (Done) |  |  |  |  | TM 411
Odor (TM 208) | Chemical Inspection | Chemical Inspection | 7B4OA242 | Citric Acid USP Anhydrous Granular | Analytical - Chem_48A | NY-Analytical | 792 | Conforms (Done) |  |  |  |  | TM208/220/230/USP/Kao LM
Appearance (TM 208) | Chemical Inspection | Chemical Inspection | 7E4OP203 | Cocamidopropyl Dimonium Chloride Phosphate RI-1059 | Analytical - Chem_NY_Cocamidopropyl Dimonium Chloride Phosphate RI-1059 | NY-Analytical | 792 | Conforms (Done) |  |  |  |  | TM208/220/230/USP/Kao LM
Certificate of Analysis | Certificate of Analysis | Certificate of Analysis | 7E4OP203 | Cocamidopropyl Dimonium Chloride Phosphate RI-1059 | Analytical - Chem_NY_Cocamidopropyl Dimonium Chloride Phosphate RI-1059 | NY-Analytical | 743 | Conforms (Done) |  |  |  |  | Default
Color (TM 230) | Chemical Inspection | Chemical Inspection | 7E4OP203 | Cocamidopropyl Dimonium Chloride Phosphate RI-1059 | Analytical - Chem_NY_Cocamidopropyl Dimonium Chloride Phosphate RI-1059 | NY-Analytical | 792 |  |  | FDA,0 |  | 6 | TM208/220/230/USP/Kao LM
IR Identification | Identification | Identification | 7E4OP203 | Cocamidopropyl Dimonium Chloride Phosphate RI-1059 | Analytical - Chem_NY_Cocamidopropyl Dimonium Chloride Phosphate RI-1059 | NY-Analytical | 390 | Conforms (Done) |  |  |  |  | TM 411
Odor (TM 208) | Chemical Inspection | Chemical Inspection | 7E4OP203 | Cocamidopropyl Dimonium Chloride Phosphate RI-1059 | Analytical - Chem_NY_Cocamidopropyl Dimonium Chloride Phosphate RI-1059 | NY-Analytical | 792 | Conforms (Done) |  |  |  |  | TM208/220/230/USP/Kao LM
pH (10% w/v aqueous solution) | pH | pH | 7E4OP203 | Cocamidopropyl Dimonium Chloride Phosphate RI-1059 | Analytical - Chem_NY_Cocamidopropyl Dimonium Chloride Phosphate RI-1059 | NY-Analytical | 398 |  |  | FDA,1 | 6.5 | 7.5 | TM 200
Appearance (TM 208) | Chemical Inspection | Chemical Inspection | 7O4OD419 | Coconut Fatty Acid | Analytical - Chem_138A | NY-Analytical | 792 | Conforms (Done) |  |  |  |  | TM208/220/230/USP/Kao LM
Certificate of Analysis | Certificate of Analysis | Certificate of Analysis | 7O4OD419 | Coconut Fatty Acid | Analytical - Chem_138A | NY-Analytical | 743 | Conforms (Done) |  |  |  |  | Default
Color (TM 208) | Chemical Inspection | Chemical Inspection | 7O4OD419 | Coconut Fatty Acid | Analytical - Chem_138A | NY-Analytical | 792 | Conforms (Done) |  |  |  |  | TM208/220/230/USP/Kao LM
Contamination (TM 208) | Chemical Inspection | Chemical Inspection | 7O4OD419 | Coconut Fatty Acid | Analytical - Chem_138A | NY-Analytical | 792 | Conforms (Done) |  |  |  |  | TM208/220/230/USP/Kao LM
IR Identification | Identification | Identification | 7O4OD419 | Coconut Fatty Acid | Analytical - Chem_138A | NY-Analytical | 390 | Conforms (Done) |  |  |  |  | TM 411
Odor (TM 208) | Chemical Inspection | Chemical Inspection | 7O4OD419 | Coconut Fatty Acid | Analytical - Chem_138A | NY-Analytical | 792 | Conforms (Done) |  |  |  |  | TM208/220/230/USP/Kao LM
Certificate of Analysis | Certificate of Analysis | Certificate of Analysis | 7B4OP230 | Cosvat (Elestab CPN Ultra Pure) | Analytical - Chem_NY_Cosvat (Elestab CPN Ultra Pure) | NY-Analytical | 743 | Conforms (Done) |  |  |  |  | Default
Certificate of Analysis | Certificate of Analysis | Certificate of Analysis | 7O4OA709 | Cucumber Extract # 11-19-3 | Analytical-Chem_NY_Cucumber Extract # 11-19-3 | NY-Analytical | 743 | Conforms (Done) |  |  |  |  | Default
Certificate of Analysis | Certificate of Analysis | Certificate of Analysis | 7O4OA709 | Cucumber Extract # 11-19-3 | Analytical-Chem_NY_Cucumber Extract # 11-19-3 | NY-Analytical | 743 | [5 empty] | Default
Contamination (TM 208) | Chemical Inspection | Chemical Inspection | 7O4OA709 | Cucumber Extract # 11-19-3 | Analytical-Chem_NY_Cucumber Extract # 11-19-3 | NY-Analytical | 792 | Conforms (Done) |  |  |  |  | TM 208
Description (TM 208) | Chemical Inspection | Chemical Inspection | 7O4OA709 | Cucumber Extract # 11-19-3 | Analytical-Chem_NY_Cucumber Extract # 11-19-3 | NY-Analytical | 792 | Conforms (Done) |  |  |  |  | TM 208
Refractive Index at 20°C | Refractive Index at 20°C | Refractive Index at 20°C | 7O4OA709 | Cucumber Extract # 11-19-3 | Analytical-Chem_NY_Cucumber Extract # 11-19-3 | NY-Analytical | 798 |  |  | FDA,3 | 1.42 | 1.43 | TM 204
SG | Specific Gravity at 25�C | Specific Gravity at 25°C | 7O4OA709 | Cucumber Extract # 11-19-3 | Analytical-Chem_NY_Cucumber Extract # 11-19-3 | NY-Analytical | 402 |  |  | FDA,3 | 1.034 | 1.044 | TM 202
Appearance (TM 208) | Chemical Inspection | Chemical Inspection | 7B4OM799 | Cucumber Extract in Glycerin NP | Analytical - Chem_NY_Lipotec_Cucumber Extract in Glycerin | NY-Analytical | 792 | Conforms (Done) |  |  |  |  | TM 208
Certificate of Analysis | Certificate of Analysis | Certificate of Analysis | 7B4OM799 | Cucumber Extract in Glycerin NP | Analytical - Chem_NY_Lipotec_Cucumber Extract in Glycerin | NY-Analytical | 743 | Conforms (Done) |  |  |  |  | Default
Color (TM 208) | Chemical Inspection | Chemical Inspection | 7B4OM799 | Cucumber Extract in Glycerin NP | Analytical - Chem_NY_Lipotec_Cucumber Extract in Glycerin | NY-Analytical | 792 | Conforms (Done) |  |  |  |  | TM 208
Contamination (TM 208) | Chemical Inspection | Chemical Inspection | 7B4OM799 | Cucumber Extract in Glycerin NP | Analytical - Chem_NY_Lipotec_Cucumber Extract in Glycerin | NY-Analytical | 792 | Conforms (Done) |  |  |  |  | TM 208
IR Identification | Identification | Identification | 7B4OM799 | Cucumber Extract in Glycerin NP | Analytical - Chem_NY_Lipotec_Cucumber Extract in Glycerin | NY-Analytical | 390 | Conforms (Done) |  |  |  |  | TM 411
Odor (TM 208) | Chemical Inspection | Chemical Inspection | 7B4OM799 | Cucumber Extract in Glycerin NP | Analytical - Chem_NY_Lipotec_Cucumber Extract in Glycerin | NY-Analytical | 792 | Conforms (Done) |  |  |  |  | TM 208
Refractive Index | Refractive Index at 25�C | Refractive Index at 25°C | 7B4OM799 | Cucumber Extract in Glycerin NP | Analytical - Chem_NY_Lipotec_Cucumber Extract in Glycerin | NY-Analytical | 451 |  |  | FDA,3 | 1.45 | 1.49 | TM 204
SG | Specific Gravity at 25�C | Specific Gravity at 25°C | 7B4OM799 | Cucumber Extract in Glycerin NP | Analytical - Chem_NY_Lipotec_Cucumber Extract in Glycerin | NY-Analytical | 402 |  |  | FDA,3 | 1.25 | 1.29 | TM 202
Appearance (TM 208) | Chemical Inspection | Chemical Inspection | 7A4OP205 | Cucumis Sativus (Cucumber) Fruit Rxtract | Analytical - Chem_NY_Cucumis Sativus Fruit Extract | NY-Analytical | 792 | Conforms (Done) |  |  |  |  | TM 208
Certificate of Analysis | Certificate of Analysis | Certificate of Analysis | 7A4OP205 | Cucumis Sativus (Cucumber) Fruit Rxtract | Analytical - Chem_NY_Cucumis Sativus Fruit Extract | NY-Analytical | 743 | Conforms (Done) |  |  |  |  | Default
Color (TM 208) | Chemical Inspection | Chemical Inspection | 7A4OP205 | Cucumis Sativus (Cucumber) Fruit Rxtract | Analytical - Chem_NY_Cucumis Sativus Fruit Extract | NY-Analytical | 792 | Conforms (Done) |  |  |  |  | TM 208
Contamination (TM 208) | Chemical Inspection | Chemical Inspection | 7A4OP205 | Cucumis Sativus (Cucumber) Fruit Rxtract | Analytical - Chem_NY_Cucumis Sativus Fruit Extract | NY-Analytical | 792 | Conforms (Done) |  |  |  |  | TM 208
IR Identification (TM 411) | Identification | Identification | 7A4OP205 | Cucumis Sativus (Cucumber) Fruit Rxtract | Analytical - Chem_NY_Cucumis Sativus Fruit Extract | NY-Analytical | 390 | Conforms (Done) |  |  |  |  | TM 411
Odor (TM 208) | Chemical Inspection | Chemical Inspection | 7A4OP205 | Cucumis Sativus (Cucumber) Fruit Rxtract | Analytical - Chem_NY_Cucumis Sativus Fruit Extract | NY-Analytical | 792 | Conforms (Done) |  |  |  |  | TM 208
Certificate of Analysis | Certificate of Analysis | Certificate of Analysis | 7A4OX231 | D&C Yellow 10 (D&C Grade) | Analytical-Chem_NY_D&C Yellow 10 | NY-Analytical | 743 | Conforms (Done) |  |  |  |  | Default
Physical Properties | Appearance | Appearance | 7A4OX231 | D&C Yellow 10 (D&C Grade) | Analytical-Chem_NY_D&C Yellow 10 | NY-Analytical | 397 | Conforms (Done) |  |  |  |  | TM 208
Spectrophotometric | Identification | Identification | 7A4OX231 | D&C Yellow 10 (D&C Grade) | Analytical-Chem_NY_D&C Yellow 10 | NY-Analytical | 390 |  | λ | FDA,0 | 408 | 416 | TM 3014
Spectrophotometric | Total Color | Total Color | 7A4OX231 | D&C Yellow 10 (D&C Grade) | Analytical-Chem_NY_D&C Yellow 10 | NY-Analytical | 1061 |  | % | FDA,0 | 85 |  | TM 3014
Appearance (TM 208) | Chemical Inspection | Chemical Inspection | 7A4OU351 | Dehydrated Alcohol USP | Analytical-Chem_NY_Dehydrated Alcohol USP | NY-Analytical | 792 | Conforms (Done) |  |  |  |  | TM 208
Certificate of Analysis | Certificate of Analysis | Certificate of Analysis | 7A4OU351 | Dehydrated Alcohol USP | Analytical-Chem_NY_Dehydrated Alcohol USP | NY-Analytical | 743 | Conforms (Done)
Certificate of Analysis (ELLI) | Certificate of Analysis | Certificate of Analysis | 7A4OU351 | Dehydrated Alcohol USP | Analytical-Chem_NY_Dehydrated Alcohol USP | NY-Analytical | 743 | Conforms (Done)
Color (TM 208) | Chemical Inspection | Chemical Inspection | 7A4OU351 | Dehydrated Alcohol USP | Analytical-Chem_NY_Dehydrated Alcohol USP | NY-Analytical | 792 | Conforms (Done) |  |  |  |  | TM 208
Contamination (TM 208) | Chemical Inspection | Chemical Inspection | 7A4OU351 | Dehydrated Alcohol USP | Analytical-Chem_NY_Dehydrated Alcohol USP | NY-Analytical | 792 | Conforms (Done) |  |  |  |  | TM 208
IR Identification (TM 411) | Identification | Identification | 7A4OU351 | Dehydrated Alcohol USP | Analytical-Chem_NY_Dehydrated Alcohol USP | NY-Analytical | 390 | Conforms (Done) |  |  |  |  | TM 411
Odor (TM 208) | Chemical Inspection | Chemical Inspection | 7A4OU351 | Dehydrated Alcohol USP | Analytical-Chem_NY_Dehydrated Alcohol USP | NY-Analytical | 792 | Conforms (Done) |  |  |  |  | TM 208
Specific Gravity @ 15.56°C | Specific Gravity @ 15.56°C/ 60° F | Specific Gravity at 15.56°C | 7A4OU351 | Dehydrated Alcohol USP | Analytical-Chem_NY_Dehydrated Alcohol USP | NY-Analytical | 822 |  |  | FDA,4 |  | 0.7962 | TM 202
Appearance (TM 208) | Chemical Inspection | Chemical Inspection | 7O4DH247 | Dequest 7000 | Analytical - Chem_201A | NY-Analytical | 792 | Conforms (Done) |  |  |  |  | TM208/220/230/USP/Kao LM
Certificate of Analysis | Certificate of Analysis | Certificate of Analysis | 7O4DH247 | Dequest 7000 | Analytical - Chem_201A | NY-Analytical | 743 | Conforms (Done) |  |  |  |  | Default
Color (TM 230) | Chemical Inspection | Chemical Inspection | 7O4DH247 | Dequest 7000 | Analytical - Chem_201A | NY-Analytical | 792 |  |  | FDA,1 |  | 2 | TM208/220/230/USP/Kao LM
Contamination (TM 208) | Chemical Inspection | Chemical Inspection | 7O4DH247 | Dequest 7000 | Analytical - Chem_201A | NY-Analytical | 792 | Conforms (Done) |  |  |  |  | TM208/220/230/USP/Kao LM
Odor (TM 208) | Chemical Inspection | Chemical Inspection | 7O4DH247 | Dequest 7000 | Analytical - Chem_201A | NY-Analytical | 792 | Conforms (Done) |  |  |  |  | TM208/220/230/USP/Kao LM
SG | Specific Gravity at 20�C | Specific Gravity at 20°C | 7O4DH247 | Dequest 7000 | Analytical - Chem_201A | NY-Analytical | 432 |  |  | FDA,3 | 1.27 | 1.31 | TM 202
Appearance (TM 208) | Chemical Inspection | Chemical Inspection | 7B4OP203 | Diazolidinyl Urea – RI-1157 | Analytical - Chem_NY_Diazolidinyl Urea – RI-1157 | NY-Analytical | 792 | Conforms (Done) |  |  |  |  | TM208/220/230/USP/Kao LM
Certificate of Analysis | Certificate of Analysis | Certificate of Analysis | 7B4OP203 | Diazolidinyl Urea – RI-1157 | Analytical - Chem_NY_Diazolidinyl Urea – RI-1157 | NY-Analytical | 743 | Conforms (Done) |  |  |  |  | Default
Color (TM 208) | Chemical Inspection | Chemical Inspection | 7B4OP203 | Diazolidinyl Urea – RI-1157 | Analytical - Chem_NY_Diazolidinyl Urea – RI-1157 | NY-Analytical | 792 | Conforms (Done) |  |  |  |  | TM208/220/230/USP/Kao LM
IR Identification | Identification | Identification | 7B4OP203 | Diazolidinyl Urea – RI-1157 | Analytical - Chem_NY_Diazolidinyl Urea – RI-1157 | NY-Analytical | 390 | Conforms (Done) |  |  |  |  | TM 411
Odor (TM 208) | Chemical Inspection | Chemical Inspection | 7B4OP203 | Diazolidinyl Urea – RI-1157 | Analytical - Chem_NY_Diazolidinyl Urea – RI-1157 | NY-Analytical | 792 | Conforms (Done) |  |  |  |  | TM208/220/230/USP/Kao LM
pH (1% w/v aqueous solution) | pH | pH | 7B4OP203 | Diazolidinyl Urea – RI-1157 | Analytical - Chem_NY_Diazolidinyl Urea – RI-1157 | NY-Analytical | 398 |  |  | FDA,1 | 6.5 | 8 | TM 200
Solubility (1% w/v aqueous solution) | Solutions and Solubility | Solutions and Solubility | 7B4OP203 | Diazolidinyl Urea – RI-1157 | Analytical - Chem_NY_Diazolidinyl Urea – RI-1157 | NY-Analytical | 891 | Conforms (Done) |  |  |  |  | TM 222
Appearance (TM 208) | Chemical Inspection | Chemical Inspection | 7D4OQ028 | Dicaprylyl Ether | Analytical-Chem_NY_Dicaprylyl Ether | NY-Analytical | 792 | Conforms (Done) |  |  |  |  | TM208/220/230/USP/Kao LM
Certificate of Analysis | Certificate of Analysis | Certificate of Analysis | 7D4OQ028 | Dicaprylyl Ether | Analytical-Chem_NY_Dicaprylyl Ether | NY-Analytical | 743 | Conforms (Done) |  |  |  |  | Default
Color (TM 208) | Chemical Inspection | Chemical Inspection | 7D4OQ028 | Dicaprylyl Ether | Analytical-Chem_NY_Dicaprylyl Ether | NY-Analytical | 792 | Conforms (Done) |  |  |  |  | TM208/220/230/USP/Kao LM
Contamination (TM 208) | Chemical Inspection | Chemical Inspection | 7D4OQ028 | Dicaprylyl Ether | Analytical-Chem_NY_Dicaprylyl Ether | NY-Analytical | 792 | Conforms (Done) |  |  |  |  | TM208/220/230/USP/Kao LM
IR Identification | Identification | Identification | 7D4OQ028 | Dicaprylyl Ether | Analytical-Chem_NY_Dicaprylyl Ether | NY-Analytical | 390 | Conforms (Done) |  |  |  |  | TM 411
Odor (TM 208) | Chemical Inspection | Chemical Inspection | 7D4OQ028 | Dicaprylyl Ether | Analytical-Chem_NY_Dicaprylyl Ether | NY-Analytical | 792 | Conforms (Done) |  |  |  |  | TM208/220/230/USP/Kao LM
Refractive Index at 20°C | Refractive Index at 20°C | Refractive Index at 20°C | 7D4OQ028 | Dicaprylyl Ether | Analytical-Chem_NY_Dicaprylyl Ether | NY-Analytical | 798 |  |  | FDA,3 | 1.431 | 1.435 | TM 204
Appearance (TM 208) | Chemical Inspection | Chemical Inspection | 7A4AA580 | Disodium Cocoamphodipropinate | Analytical-Chem_NY_Disodium Cocoamphodipropinate | IN-Analytical | 792 | Conforms (Done) |  |  |  |  | TM208/220/230/USP/Kao LM
Certificate of Analysis | Certificate of Analysis | Certificate of Analysis | 7A4AA580 | Disodium Cocoamphodipropinate | Analytical-Chem_NY_Disodium Cocoamphodipropinate | IN-Analytical | 743 | Conforms (Done)
Color (TM 208) | Chemical Inspection | Chemical Inspection | 7A4AA580 | Disodium Cocoamphodipropinate | Analytical-Chem_NY_Disodium Cocoamphodipropinate | IN-Analytical | 792 | Conforms (Done) |  |  |  |  | TM208/220/230/USP/Kao LM
Contamination (TM 208) | Chemical Inspection | Chemical Inspection | 7A4AA580 | Disodium Cocoamphodipropinate | Analytical-Chem_NY_Disodium Cocoamphodipropinate | IN-Analytical | 792 | Conforms (Done) |  |  |  |  | TM208/220/230/USP/Kao LM
IR Identification (TM 411) | Identification | Identification | 7A4AA580 | Disodium Cocoamphodipropinate | Analytical-Chem_NY_Disodium Cocoamphodipropinate | IN-Analytical | 390 | Conforms (Done) |  |  |  |  | TM 411
Odor (TM 208) | Chemical Inspection | Chemical Inspection | 7A4AA580 | Disodium Cocoamphodipropinate | Analytical-Chem_NY_Disodium Cocoamphodipropinate | IN-Analytical | 792 | Conforms (Done) |  |  |  |  | TM208/220/230/USP/Kao LM
pH | pH as is | pH | 7A4AA580 | Disodium Cocoamphodipropinate | Analytical-Chem_NY_Disodium Cocoamphodipropinate | IN-Analytical | 447 |  |  | FDA,1 | 9 | 10 | TM 200
Appearance (TM 208) | Chemical Inspection | Chemical Inspection | 7D4OQ214 | Disodium EDTA | Analytical - Chem_93A | NY-Analytical | 792 | Conforms (Done) |  |  |  |  | TM208/220/230/USP/Kao LM
Certificate of Analysis | Certificate of Analysis | Certificate of Analysis | 7D4OQ214 | Disodium EDTA | Analytical - Chem_93A | NY-Analytical | 743 | Conforms (Done) |  |  |  |  | Default
Color (TM 208) | Chemical Inspection | Chemical Inspection | 7D4OQ214 | Disodium EDTA | Analytical - Chem_93A | NY-Analytical | 792 | Conforms (Done)
Contamination (TM 208) | Chemical Inspection | Chemical Inspection | 7D4OQ214 | Disodium EDTA | Analytical - Chem_93A | NY-Analytical | 792 | Conforms (Done) |  |  |  |  | TM208/220/230/USP/Kao LM
IR Identification | Identification | Identification | 7D4OQ214 | Disodium EDTA | Analytical - Chem_93A | NY-Analytical | 390 | Conforms (Done) |  |  |  |  | TM 411
Odor (TM 208) | Chemical Inspection | Chemical Inspection | 7D4OQ214 | Disodium EDTA | Analytical - Chem_93A | NY-Analytical | 792 | Conforms (Done) |  |  |  |  | TM208/220/230/USP/Kao LM
pH (5% Solution) | pH | pH | 7D4OQ214 | Disodium EDTA | Analytical - Chem_93A | NY-Analytical | 398 |  |  | FDA,1 | 4 | 6 | TM 200
Assay | Assay | Assay | 7B4OQ794 | Disodium EDTA-USP | Analytical-Chem_NY_Disodium EDTA-USP | NY-Analytical | 796 |  | % | FDA,1 | 99 | 101 | USP
Assay Final | Assay | Assay | 7B4OQ794 | Disodium EDTA-USP | Analytical-Chem_NY_Disodium EDTA-USP | NY-Analytical | 796 |  | % | FDA,1 | 99 | 101 | USP
Calcium | Calcium | Calcium | 7B4OQ794 | Disodium EDTA-USP | Analytical-Chem_NY_Disodium EDTA-USP | NY-Analytical | 843 | Conforms (Done) |  |  |  |  | USP
Certificate of Analysis | Certificate of Analysis | Certificate of Analysis | 7B4OQ794 | Disodium EDTA-USP | Analytical-Chem_NY_Disodium EDTA-USP | NY-Analytical | 743 | Conforms (Done) |  |  |  |  | Default
Heavy Metals | Heavy Metals | Heavy Metals | 7B4OQ794 | Disodium EDTA-USP | Analytical-Chem_NY_Disodium EDTA-USP | NY-Analytical | 833 |  | % | FDA,3 |  | 0.005 | USP
Identification A | Identification - USP | Identification USP | 7B4OQ794 | Disodium EDTA-USP | Analytical-Chem_NY_Disodium EDTA-USP | NY-Analytical | 813 | Conforms (Done) |  |  |  |  | USP
Identification B | Identification - USP | Identification USP | 7B4OQ794 | Disodium EDTA-USP | Analytical-Chem_NY_Disodium EDTA-USP | NY-Analytical | 813 | Conforms (Done) |  |  |  |  | USP
Identification C | Identification - USP | Identification USP | 7B4OQ794 | Disodium EDTA-USP | Analytical-Chem_NY_Disodium EDTA-USP | NY-Analytical | 813 | Conforms (Done) |  |  |  |  | USP
Loss on Drying | Loss on Drying | Loss on Drying | 7B4OQ794 | Disodium EDTA-USP | Analytical-Chem_NY_Disodium EDTA-USP | NY-Analytical | 802 |  | % | FDA,1 | 8.7 | 11.4 | USP
Loss on Drying Final | Loss on Drying | Loss on Drying | 7B4OQ794 | Disodium EDTA-USP | Analytical-Chem_NY_Disodium EDTA-USP | NY-Analytical | 802 |  | % | FDA,1 | 8.7 | 11.4 | USP
Nitrilotriacetic Acid | Nitrilotriacetic Acid | Nitrilotriacetic Acid | 7B4OQ794 | Disodium EDTA-USP | Analytical-Chem_NY_Disodium EDTA-USP | NY-Analytical | 842 |  | % | FDA,1 |  | 0.1 | USP
Residual Solvents | Residual Solvents | Residual Solvents | 7B4OQ794 | Disodium EDTA-USP | Analytical-Chem_NY_Disodium EDTA-USP | NY-Analytical | 841 | Conforms (Done)
Appearance (TM 208) | Chemical Inspection | Chemical Inspection | 7B4OQ209 | Disodium Phosphate Food Grade | Analytical - Chem_61A | NY-Analytical | 792 | Conforms (Done) |  |  |  |  | TM208/220/230/USP/Kao LM
Appearance (TM 208) | Chemical Inspection | Chemical Inspection | 7B4OQ209 | Disodium Phosphate Food Grade | Analytical - Chem_61A | NY-Analytical | 792 | [5 empty] | TM208/220/230/USP/Kao LM
Certificate of Analysis | Certificate of Analysis | Certificate of Analysis | 7B4OQ209 | Disodium Phosphate Food Grade | Analytical - Chem_61A | NY-Analytical | 743 | Conforms (Done) |  |  |  |  | Default
Certificate of Analysis | Certificate of Analysis | Certificate of Analysis | 7B4OQ209 | Disodium Phosphate Food Grade | Analytical - Chem_61A | NY-Analytical | 743 | [5 empty] | Default
Color (TM 208) | Chemical Inspection | Chemical Inspection | 7B4OQ209 | Disodium Phosphate Food Grade | Analytical - Chem_61A | NY-Analytical | 792 | [5 empty] | TM208/220/230/USP/Kao LM
Color (TM 208) | Chemical Inspection | Chemical Inspection | 7B4OQ209 | Disodium Phosphate Food Grade | Analytical - Chem_61A | NY-Analytical | 792 | Conforms (Done) |  |  |  |  | TM208/220/230/USP/Kao LM
Contamination (TM 208) | Chemical Inspection | Chemical Inspection | 7B4OQ209 | Disodium Phosphate Food Grade | Analytical - Chem_61A | NY-Analytical | 792 | Conforms (Done) |  |  |  |  | TM208/220/230/USP/Kao LM
Contamination (TM 208) | Chemical Inspection | Chemical Inspection | 7B4OQ209 | Disodium Phosphate Food Grade | Analytical - Chem_61A | NY-Analytical | 792 | [5 empty] | TM208/220/230/USP/Kao LM
IR Identification | Identification | Identification | 7B4OQ209 | Disodium Phosphate Food Grade | Analytical - Chem_61A | NY-Analytical | 390 | Conforms (Done) |  |  |  |  | TM 411
IR Identification | Identification | Identification | 7B4OQ209 | Disodium Phosphate Food Grade | Analytical - Chem_61A | NY-Analytical | 390 | [5 empty] | TM 411
Odor (TM 208) | Chemical Inspection | Chemical Inspection | 7B4OQ209 | Disodium Phosphate Food Grade | Analytical - Chem_61A | NY-Analytical | 792 | Conforms (Done) |  |  |  |  | TM208/220/230/USP/Kao LM
Odor (TM 208) | Chemical Inspection | Chemical Inspection | 7B4OQ209 | Disodium Phosphate Food Grade | Analytical - Chem_61A | NY-Analytical | 792 | [5 empty] | TM208/220/230/USP/Kao LM
Appearance (TM 208) | Chemical Inspection | Chemical Inspection | 7A4OM002 | Dissolvine GL-47-S | Analytical - Chem_NY_ Dissolvine GL-47-S | NY-Analytical | 792 | Conforms (Done) |  |  |  |  | TM 208
Certificate of Analysis | Certificate of Analysis | Certificate of Analysis | 7A4OM002 | Dissolvine GL-47-S | Analytical - Chem_NY_ Dissolvine GL-47-S | NY-Analytical | 743 | Conforms (Done) |  |  |  |  | Default
Color (TM 208) | Chemical Inspection | Chemical Inspection | 7A4OM002 | Dissolvine GL-47-S | Analytical - Chem_NY_ Dissolvine GL-47-S | NY-Analytical | 792 | Conforms (Done) |  |  |  |  | TM 208
Contamination (TM 208) | Chemical Inspection | Chemical Inspection | 7A4OM002 | Dissolvine GL-47-S | Analytical - Chem_NY_ Dissolvine GL-47-S | NY-Analytical | 792 | Conforms (Done) |  |  |  |  | TM 208
IR Identification (TM 411) | Identification | Identification | 7A4OM002 | Dissolvine GL-47-S | Analytical - Chem_NY_ Dissolvine GL-47-S | NY-Analytical | 390 | Conforms (Done) |  |  |  |  | TM 411
Odor (TM 208) | Chemical Inspection | Chemical Inspection | 7A4OM002 | Dissolvine GL-47-S | Analytical - Chem_NY_ Dissolvine GL-47-S | NY-Analytical | 792 | Conforms (Done) |  |  |  |  | TM 208
pH (1% w/v aqueous solution) | pH | pH | 7A4OM002 | Dissolvine GL-47-S | Analytical - Chem_NY_ Dissolvine GL-47-S | NY-Analytical | 398 |  |  | FDA,1 | 11 | 11.8 | TM 200
Appearance (TM 208) | Chemical Inspection | Chemical Inspection | 7O4OA490 | Dowanol DPnP | Analytical - Chem_133A | NY-Analytical | 792 | Conforms (Done) |  |  |  |  | TM208/220/230/USP/Kao LM
Appearance (TM 208) | Chemical Inspection | Chemical Inspection | 7O4OA490 | Dowanol DPnP | Analytical - Chem_133A | NY-Analytical | 792 | [5 empty] | TM208/220/230/USP/Kao LM
Certificate of Analysis | Certificate of Analysis | Certificate of Analysis | 7O4OA490 | Dowanol DPnP | Analytical - Chem_133A | NY-Analytical | 743 | Conforms (Done) |  |  |  |  | Default
Certificate of Analysis | Certificate of Analysis | Certificate of Analysis | 7O4OA490 | Dowanol DPnP | Analytical - Chem_133A | NY-Analytical | 743 | [5 empty] | Default
Color (TM 208) | Chemical Inspection | Chemical Inspection | 7O4OA490 | Dowanol DPnP | Analytical - Chem_133A | NY-Analytical | 792 | Conforms (Done) |  |  |  |  | TM208/220/230/USP/Kao LM
Color (TM 208) | Chemical Inspection | Chemical Inspection | 7O4OA490 | Dowanol DPnP | Analytical - Chem_133A | NY-Analytical | 792 | [5 empty] | TM208/220/230/USP/Kao LM
Contamination (TM 208) | Chemical Inspection | Chemical Inspection | 7O4OA490 | Dowanol DPnP | Analytical - Chem_133A | NY-Analytical | 792 | Conforms (Done) |  |  |  |  | TM208/220/230/USP/Kao LM
Contamination (TM 208) | Chemical Inspection | Chemical Inspection | 7O4OA490 | Dowanol DPnP | Analytical - Chem_133A | NY-Analytical | 792 | [5 empty] | TM208/220/230/USP/Kao LM
IR Identification | Identification | Identification | 7O4OA490 | Dowanol DPnP | Analytical - Chem_133A | NY-Analytical | 390 | Conforms (Done) |  |  |  |  | TM 411
IR Identification | Identification | Identification | 7O4OA490 | Dowanol DPnP | Analytical - Chem_133A | NY-Analytical | 390 | [5 empty] | TM 411
Odor (TM 208) | Chemical Inspection | Chemical Inspection | 7O4OA490 | Dowanol DPnP | Analytical - Chem_133A | NY-Analytical | 792 | Conforms (Done) |  |  |  |  | TM208/220/230/USP/Kao LM
Odor (TM 208) | Chemical Inspection | Chemical Inspection | 7O4OA490 | Dowanol DPnP | Analytical - Chem_133A | NY-Analytical | 792 | [5 empty] | TM208/220/230/USP/Kao LM
SG | Specific Gravity at 25�C | Specific Gravity at 25°C | 7O4OA490 | Dowanol DPnP | Analytical - Chem_133A | NY-Analytical | 402 |  |  | FDA,3 | 0.909 | 0.929 | TM 202
Appearance (TM 208) | Chemical Inspection | Chemical Inspection | 7A4OG169 | Dowfax C10L | Analytical - Chem_20A | NY-Analytical | 792 | Conforms (Done) |  |  |  |  | TM208/220/230/USP/Kao LM
Certificate of Analysis | Certificate of Analysis | Certificate of Analysis | 7A4OG169 | Dowfax C10L | Analytical - Chem_20A | NY-Analytical | 743 | Conforms (Done) |  |  |  |  | Default
Color (TM 208) | Chemical Inspection | Chemical Inspection | 7A4OG169 | Dowfax C10L | Analytical - Chem_20A | NY-Analytical | 792 | Conforms (Done) |  |  |  |  | TM208/220/230/USP/Kao LM
Contamination (TM 208) | Chemical Inspection | Chemical Inspection | 7A4OG169 | Dowfax C10L | Analytical - Chem_20A | NY-Analytical | 792 | Conforms (Done) |  |  |  |  | TM208/220/230/USP/Kao LM
IR Identification | Identification | Identification | 7A4OG169 | Dowfax C10L | Analytical - Chem_20A | NY-Analytical | 390 | Conforms (Done) |  |  |  |  | TM 411
Appearance (TM 208) | Chemical Inspection | Chemical Inspection | 7A4OP197 | D-Panthenol 75W | Analytical-Chem_NY_D-Panthenol 75W_01 | NY-Analytical | 792 | Conforms (Done) |  |  |  |  | TM 208
Certificate of Analysis | Certificate of Analysis | Certificate of Analysis | 7A4OP197 | D-Panthenol 75W | Analytical-Chem_NY_D-Panthenol 75W_01 | NY-Analytical | 743 | Conforms (Done) |  |  |  |  | Default
Color (TM 208) | Chemical Inspection | Chemical Inspection | 7A4OP197 | D-Panthenol 75W | Analytical-Chem_NY_D-Panthenol 75W_01 | NY-Analytical | 792 | Conforms (Done) |  |  |  |  | TM 208
Contamination (TM 208) | Chemical Inspection | Chemical Inspection | 7A4OP197 | D-Panthenol 75W | Analytical-Chem_NY_D-Panthenol 75W_01 | NY-Analytical | 792 | Conforms (Done) |  |  |  |  | TM 208
IR Identification | Identification | Identification | 7A4OP197 | D-Panthenol 75W | Analytical-Chem_NY_D-Panthenol 75W_01 | NY-Analytical | 390 | Conforms (Done) |  |  |  |  | TM 411
Odor (TM 208) | Chemical Inspection | Chemical Inspection | 7A4OP197 | D-Panthenol 75W | Analytical-Chem_NY_D-Panthenol 75W_01 | NY-Analytical | 792 | Conforms (Done) |  |  |  |  | TM 208
pH | pH | pH | 7A4OP197 | D-Panthenol 75W | Analytical-Chem_NY_D-Panthenol 75W_01 | NY-Analytical | 398 |  |  | FDA,1 | 6 | 7.5 | TM 200
Refractive Index at 20°C | Refractive Index at 20°C | Refractive Index at 20°C | 7A4OP197 | D-Panthenol 75W | Analytical-Chem_NY_D-Panthenol 75W_01 | NY-Analytical | 798 |  |  | FDA,3 | 1.466 | 1.475 | TM 204
Appearance (TM 208) | Chemical Inspection | Chemical Inspection | 7O4OA234 | Emulgade CM | Analytical - Chem_131A | NY-Analytical | 792 | Conforms (Done) |  |  |  |  | TM208/220/230/USP/Kao LM
Certificate of Analysis | Certificate of Analysis | Certificate of Analysis | 7O4OA234 | Emulgade CM | Analytical - Chem_131A | NY-Analytical | 743 | Conforms (Done) |  |  |  |  | Default
Color (TM 208) | Chemical Inspection | Chemical Inspection | 7O4OA234 | Emulgade CM | Analytical - Chem_131A | NY-Analytical | 792 | Conforms (Done) |  |  |  |  | TM208/220/230/USP/Kao LM
Contamination (TM 208) | Chemical Inspection | Chemical Inspection | 7O4OA234 | Emulgade CM | Analytical - Chem_131A | NY-Analytical | 792 | Conforms (Done) |  |  |  |  | TM208/220/230/USP/Kao LM
IR Identification | Identification | Identification | 7O4OA234 | Emulgade CM | Analytical - Chem_131A | NY-Analytical | 390 | Conforms (Done) |  |  |  |  | TM 411
Odor (TM 208) | Chemical Inspection | Chemical Inspection | 7O4OA234 | Emulgade CM | Analytical - Chem_131A | NY-Analytical | 792 | Conforms (Done) |  |  |  |  | TM208/220/230/USP/Kao LM
pH | pH as is | pH | 7O4OA234 | Emulgade CM | Analytical - Chem_131A | NY-Analytical | 447 |  |  | FDA,2 | 3 | 3.3 | TM 200
Appearance (TM 208) | Chemical Inspection | Chemical Inspection | 7O4OP197 | Emulgade Smart/MB | Analytical-Chem_NY_Emulgade Smart/MB_01 | NY-Analytical | 792 | Conforms (Done) |  |  |  |  | TM 208
Certificate of Analysis | Certificate of Analysis | Certificate of Analysis | 7O4OP197 | Emulgade Smart/MB | Analytical-Chem_NY_Emulgade Smart/MB_01 | NY-Analytical | 743 | Conforms (Done) |  |  |  |  | Default
Color (TM 208) | Chemical Inspection | Chemical Inspection | 7O4OP197 | Emulgade Smart/MB | Analytical-Chem_NY_Emulgade Smart/MB_01 | NY-Analytical | 792 | Conforms (Done) |  |  |  |  | TM 208
Contamination (TM 208) | Chemical Inspection | Chemical Inspection | 7O4OP197 | Emulgade Smart/MB | Analytical-Chem_NY_Emulgade Smart/MB_01 | NY-Analytical | 792 | Conforms (Done) |  |  |  |  | TM 208
IR Identification | Identification | Identification | 7O4OP197 | Emulgade Smart/MB | Analytical-Chem_NY_Emulgade Smart/MB_01 | NY-Analytical | 390 | Conforms (Done) |  |  |  |  | TM 411
Odor (TM 208) | Chemical Inspection | Chemical Inspection | 7O4OP197 | Emulgade Smart/MB | Analytical-Chem_NY_Emulgade Smart/MB_01 | NY-Analytical | 792 | Conforms (Done) |  |  |  |  | TM 208
pH | pH | pH | 7O4OP197 | Emulgade Smart/MB | Analytical-Chem_NY_Emulgade Smart/MB_01 | NY-Analytical | 398 |  |  | FDA,1 | 3 | 3.5 | TM 200
Appearance (TM 208) | Chemical Inspection | Chemical Inspection | 7A4OQ028 | Emulgin VL-75 | Analytical-Chem_NY_Emulgin VL-75 | NY-Analytical | 792 | Conforms (Done) |  |  |  |  | TM208/220/230/USP/Kao LM
Certificate of Analysis | Certificate of Analysis | Certificate of Analysis | 7A4OQ028 | Emulgin VL-75 | Analytical-Chem_NY_Emulgin VL-75 | NY-Analytical | 743 | Conforms (Done) |  |  |  |  | Default
Color (TM 208) | Chemical Inspection | Chemical Inspection | 7A4OQ028 | Emulgin VL-75 | Analytical-Chem_NY_Emulgin VL-75 | NY-Analytical | 792 | Conforms (Done) |  |  |  |  | TM208/220/230/USP/Kao LM
Contamination (TM 208) | Chemical Inspection | Chemical Inspection | 7A4OQ028 | Emulgin VL-75 | Analytical-Chem_NY_Emulgin VL-75 | NY-Analytical | 792 | Conforms (Done) |  |  |  |  | TM208/220/230/USP/Kao LM
IR Identification | Identification | Identification | 7A4OQ028 | Emulgin VL-75 | Analytical-Chem_NY_Emulgin VL-75 | NY-Analytical | 390 | Conforms (Done) |  |  |  |  | TM 411
Odor (TM 208) | Chemical Inspection | Chemical Inspection | 7A4OQ028 | Emulgin VL-75 | Analytical-Chem_NY_Emulgin VL-75 | NY-Analytical | 792 | Conforms (Done) |  |  |  |  | TM208/220/230/USP/Kao LM
pH | pH as is | pH | 7A4OQ028 | Emulgin VL-75 | Analytical-Chem_NY_Emulgin VL-75 | NY-Analytical | 447 |  |  | FDA,1 | 5 | 6 | TM 200
Appearance (TM 208) | Chemical Inspection | Chemical Inspection | 7O4OP638 | Enhansys CG-100 | Analytical - Chem_192A | NY-Analytical | 792 | Conforms (Done) |  |  |  |  | TM208/220/230/USP/Kao LM
Certificate of Analysis | Certificate of Analysis | Certificate of Analysis | 7O4OP638 | Enhansys CG-100 | Analytical - Chem_192A | NY-Analytical | 743 | Conforms (Done) |  |  |  |  | Default
Appearance (TM 208) | Chemical Inspection | Chemical Inspection | 7A4OP093 | Essential Oil 27A Fragrance | Analytical - Chem_NY_Essential Oil 27A Fragrance | NY-Analytical | 792 | Conforms (Done) |  |  |  |  | TM 208
Certificate of Analysis | Certificate of Analysis | Certificate of Analysis | 7A4OP093 | Essential Oil 27A Fragrance | Analytical - Chem_NY_Essential Oil 27A Fragrance | NY-Analytical | 743 | Conforms (Done) |  |  |  |  | Default
Color (TM 208) | Chemical Inspection | Chemical Inspection | 7A4OP093 | Essential Oil 27A Fragrance | Analytical - Chem_NY_Essential Oil 27A Fragrance | NY-Analytical | 792 | Conforms (Done) |  |  |  |  | TM 208
Contamination (TM 208) | Chemical Inspection | Chemical Inspection | 7A4OP093 | Essential Oil 27A Fragrance | Analytical - Chem_NY_Essential Oil 27A Fragrance | NY-Analytical | 792 | Conforms (Done) |  |  |  |  | TM 208
IR Identification (TM 411) | Identification | Identification | 7A4OP093 | Essential Oil 27A Fragrance | Analytical - Chem_NY_Essential Oil 27A Fragrance | NY-Analytical | 390 | Conforms (Done) |  |  |  |  | TM 411
Odor (TM 208) | Chemical Inspection | Chemical Inspection | 7A4OP093 | Essential Oil 27A Fragrance | Analytical - Chem_NY_Essential Oil 27A Fragrance | NY-Analytical | 792 | Conforms (Done) |  |  |  |  | TM 208
Appearance (TM 208) | Chemical Inspection | Chemical Inspection | 7O4AA580 | Ethylene Glycol Monohexyl ether | Analytical-Chem_NY_Ethylene Glycol Monohexyl Ether | NY-Analytical | 792 | Conforms (Done) |  |  |  |  | TM208/220/230/USP/Kao LM
Certificate of Analysis | Certificate of Analysis | Certificate of Analysis | 7O4AA580 | Ethylene Glycol Monohexyl ether | Analytical-Chem_NY_Ethylene Glycol Monohexyl Ether | NY-Analytical | 743 | Conforms (Done) |  |  |  |  | Default
Color (TM 208) | Chemical Inspection | Chemical Inspection | 7O4AA580 | Ethylene Glycol Monohexyl ether | Analytical-Chem_NY_Ethylene Glycol Monohexyl Ether | NY-Analytical | 792 | Conforms (Done) |  |  |  |  | TM208/220/230/USP/Kao LM
Contamination (TM 208) | Chemical Inspection | Chemical Inspection | 7O4AA580 | Ethylene Glycol Monohexyl ether | Analytical-Chem_NY_Ethylene Glycol Monohexyl Ether | NY-Analytical | 792 | Conforms (Done) |  |  |  |  | TM208/220/230/USP/Kao LM
IR Identification | Identification | Identification | 7O4AA580 | Ethylene Glycol Monohexyl ether | Analytical-Chem_NY_Ethylene Glycol Monohexyl Ether | NY-Analytical | 390 | Conforms (Done) |  |  |  |  | TM 411
Odor (TM 208) | Chemical Inspection | Chemical Inspection | 7O4AA580 | Ethylene Glycol Monohexyl ether | Analytical-Chem_NY_Ethylene Glycol Monohexyl Ether | NY-Analytical | 792 | Conforms (Done) |  |  |  |  | TM208/220/230/USP/Kao LM
Appearance (TM 208) | Chemical Inspection | Chemical Inspection | 7E4OQ028 | Ethylhexyl Hydroxystearate | Analytical-Chem_NY_Ethylhexyl Hydroxystearate | NY-Analytical | 792 | Conforms (Done) |  |  |  |  | TM208/220/230/USP/Kao LM
Certificate of Analysis | Certificate of Analysis | Certificate of Analysis | 7E4OQ028 | Ethylhexyl Hydroxystearate | Analytical-Chem_NY_Ethylhexyl Hydroxystearate | NY-Analytical | 743 | Conforms (Done) |  |  |  |  | Default
Color (TM 208) | Chemical Inspection | Chemical Inspection | 7E4OQ028 | Ethylhexyl Hydroxystearate | Analytical-Chem_NY_Ethylhexyl Hydroxystearate | NY-Analytical | 792 | Conforms (Done) |  |  |  |  | TM208/220/230/USP/Kao LM
Contamination (TM 208) | Chemical Inspection | Chemical Inspection | 7E4OQ028 | Ethylhexyl Hydroxystearate | Analytical-Chem_NY_Ethylhexyl Hydroxystearate | NY-Analytical | 792 | Conforms (Done) |  |  |  |  | TM208/220/230/USP/Kao LM
IR Identification | Identification | Identification | 7E4OQ028 | Ethylhexyl Hydroxystearate | Analytical-Chem_NY_Ethylhexyl Hydroxystearate | NY-Analytical | 390 | Conforms (Done) |  |  |  |  | TM 411
Odor (TM 208) | Chemical Inspection | Chemical Inspection | 7E4OQ028 | Ethylhexyl Hydroxystearate | Analytical-Chem_NY_Ethylhexyl Hydroxystearate | NY-Analytical | 792 | Conforms (Done) |  |  |  |  | TM208/220/230/USP/Kao LM
Refractive Index | Refractive Index at 25�C | Refractive Index at 25°C | 7E4OQ028 | Ethylhexyl Hydroxystearate | Analytical-Chem_NY_Ethylhexyl Hydroxystearate | NY-Analytical | 451 |  |  | FDA,4 | 1.4555 | 1.458 | TM 204
SG | Specific Gravity at 25�C | Specific Gravity at 25°C | 7E4OQ028 | Ethylhexyl Hydroxystearate | Analytical-Chem_NY_Ethylhexyl Hydroxystearate | NY-Analytical | 402 |  |  | FDA,4 | 0.892 | 0.898 | TM 202
Appearance (TM 208) | Chemical Inspection | Chemical Inspection | 7O4OP345 | Euxyl K 701 | Analytical - Chem_157A | NY-Analytical | 792 | Conforms (Done) |  |  |  |  | TM208/220/230/USP/Kao LM
Certificate of Analysis | Certificate of Analysis | Certificate of Analysis | 7O4OP345 | Euxyl K 701 | Analytical - Chem_157A | NY-Analytical | 743 | Conforms (Done) |  |  |  |  | Default
Color (TM 208) | Chemical Inspection | Chemical Inspection | 7O4OP345 | Euxyl K 701 | Analytical - Chem_157A | NY-Analytical | 792 | Conforms (Done) |  |  |  |  | TM208/220/230/USP/Kao LM
Contamination (TM 208) | Chemical Inspection | Chemical Inspection | 7O4OP345 | Euxyl K 701 | Analytical - Chem_157A | NY-Analytical | 792 | Conforms (Done) |  |  |  |  | TM208/220/230/USP/Kao LM
IR Identification | Identification | Identification | 7O4OP345 | Euxyl K 701 | Analytical - Chem_157A | NY-Analytical | 390 | Conforms (Done) |  |  |  |  | TM 411
Odor (TM 208) | Chemical Inspection | Chemical Inspection | 7O4OP345 | Euxyl K 701 | Analytical - Chem_157A | NY-Analytical | 792 | Conforms (Done) |  |  |  |  | TM208/220/230/USP/Kao LM
Benzoic Acid | % Benzoic Acid Phenoxyethanol & Dehydroacetic Acid | Benzoic Acid Phenoxyethanol & Dehydroacetic Acid | 7D4OP601 | Euxyl K 702 | Analytical - Chem_91A | NY-Analytical | 844 |  | % | FDA,1 | 11 | 13 | TM 882
Certificate of Analysis | Certificate of Analysis | Certificate of Analysis | 7D4OP601 | Euxyl K 702 | Analytical - Chem_91A | NY-Analytical | 743 | Conforms (Done) |  |  |  |  | Default
Dehydroacetic Acid | % Benzoic Acid Phenoxyethanol & Dehydroacetic Acid | Benzoic Acid Phenoxyethanol & Dehydroacetic Acid | 7D4OP601 | Euxyl K 702 | Analytical - Chem_91A | NY-Analytical | 844 |  | % | FDA,1 | 6.5 | 7.5 | TM 882
Phenoxyethanol | % Benzoic Acid Phenoxyethanol & Dehydroacetic Acid | Benzoic Acid Phenoxyethanol & Dehydroacetic Acid | 7D4OP601 | Euxyl K 702 | Analytical - Chem_91A | NY-Analytical | 844 |  | % | FDA,1 | 71 | 77 | TM 882
Appearance (TM 208) | Chemical Inspection | Chemical Inspection | 7O4OQ268 | Euxyl K703 | Analytical-Chem_NY_Hexylene Glycol | NY-Analytical | 792 | Conforms (Done) |  |  |  |  | TM208/220/230/USP/Kao LM
Appearance (TM 208) | Chemical Inspection | Chemical Inspection | 7O4OQ268 | Euxyl K703 | Analytical - Chem_NY_Euxyl K703 | NY-Analytical | 792 | Conforms (Done) |  |  |  |  | TM208/220/230/USP/Kao LM
Certificate of Analysis | Certificate of Analysis | Certificate of Analysis | 7O4OQ268 | Euxyl K703 | Analytical - Chem_NY_Euxyl K703 | NY-Analytical | 743 | Conforms (Done) |  |  |  |  | Default
Certificate of Analysis | Certificate of Analysis | Certificate of Analysis | 7O4OQ268 | Euxyl K703 | Analytical-Chem_NY_Hexylene Glycol | NY-Analytical | 743 | [5 empty] | Default
Color (TM 208) | Chemical Inspection | Chemical Inspection | 7O4OQ268 | Euxyl K703 | Analytical-Chem_NY_Hexylene Glycol | NY-Analytical | 792 | Conforms (Done) |  |  |  |  | TM208/220/230/USP/Kao LM
Color (TM 208) | Chemical Inspection | Chemical Inspection | 7O4OQ268 | Euxyl K703 | Analytical - Chem_NY_Euxyl K703 | NY-Analytical | 792 | Conforms (Done) |  |  |  |  | TM208/220/230/USP/Kao LM
Contamination (TM 208) | Chemical Inspection | Chemical Inspection | 7O4OQ268 | Euxyl K703 | Analytical-Chem_NY_Hexylene Glycol | NY-Analytical | 792 | Conforms (Done) |  |  |  |  | TM208/220/230/USP/Kao LM
Contamination (TM 208) | Chemical Inspection | Chemical Inspection | 7O4OQ268 | Euxyl K703 | Analytical - Chem_NY_Euxyl K703 | NY-Analytical | 792 | Conforms (Done) |  |  |  |  | TM208/220/230/USP/Kao LM
Density | Density @ 20° C | Density at 20° C | 7O4OQ268 | Euxyl K703 | Analytical - Chem_NY_Euxyl K703 | NY-Analytical | 831 |  |  | FDA,3 | 1.124 | 1.128 | TM 202
Density | Density @ 20° C | Density at 20° C | 7O4OQ268 | Euxyl K703 | Analytical - Chem_NY_Euxyl K703 |  | 831 |  |  | FDA,3 | 1.124 | 1.128 | TM 202
IR Identification | Identification | Identification | 7O4OQ268 | Euxyl K703 | Analytical - Chem_NY_Euxyl K703 | NY-Analytical | 390 | Conforms (Done) |  |  |  |  | TM 411
IR Identification | Identification | Identification | 7O4OQ268 | Euxyl K703 | Analytical-Chem_NY_Hexylene Glycol | NY-Analytical | 390 | Conforms (Done) |  |  |  |  | TM 411
Odor (TM 208) | Chemical Inspection | Chemical Inspection | 7O4OQ268 | Euxyl K703 | Analytical-Chem_NY_Hexylene Glycol | NY-Analytical | 792 | Conforms (Done) |  |  |  |  | TM208/220/230/USP/Kao LM
Odor (TM 208) | Chemical Inspection | Chemical Inspection | 7O4OQ268 | Euxyl K703 | Analytical - Chem_NY_Euxyl K703 | NY-Analytical | 792 | Conforms (Done) |  |  |  |  | TM208/220/230/USP/Kao LM
Refractive Index at 20°C | Refractive Index at 20°C | Refractive Index at 20°C | 7O4OQ268 | Euxyl K703 | Analytical - Chem_NY_Euxyl K703 | NY-Analytical | 798 |  |  | FDA,3 | 1.539 | 1.543 | TM 204
SG | Specific Gravity at 20�C | Specific Gravity at 20°C | 7O4OQ268 | Euxyl K703 | Analytical-Chem_NY_Hexylene Glycol | NY-Analytical | 432 |  |  | FDA,4 | 0.92 | 0.923 | TM 202
Certificate of Analysis | Certificate of Analysis | Certificate of Analysis | 7O4OX231 | FD&C Red 40 (FD&C Grade) | Analytical-Chem_NY_FD&C Red 40 | NY-Analytical | 743 | Conforms (Done) |  |  |  |  | Default
Physical Properties | Appearance | Appearance | 7O4OX231 | FD&C Red 40 (FD&C Grade) | Analytical-Chem_NY_FD&C Red 40 | NY-Analytical | 397 | Conforms (Done) |  |  |  |  | TM 208
Spectrophotometric | Identification | Identification | 7O4OX231 | FD&C Red 40 (FD&C Grade) | Analytical-Chem_NY_FD&C Red 40 | NY-Analytical | 390 |  | λ | FDA,0 | 498 | 504 | TM 3014
Spectrophotometric | Total Color | Total Color | 7O4OX231 | FD&C Red 40 (FD&C Grade) | Analytical-Chem_NY_FD&C Red 40 | NY-Analytical | 1061 |  | % | FDA,0 | 85 |  | TM 3014
Appearance (TM 208) | Chemical Inspection | Chemical Inspection | 7O4OA401 | Feminine Hygiene Wipe Fragrance | Analytical - Chem_132A | NY-Analytical | 792 | Conforms (Done) |  |  |  |  | TM208/220/230/USP/Kao LM
Certificate of Analysis | Certificate of Analysis | Certificate of Analysis | 7O4OA401 | Feminine Hygiene Wipe Fragrance | Analytical - Chem_132A | NY-Analytical | 743 | Conforms (Done) |  |  |  |  | Default
Color (TM 208) | Chemical Inspection | Chemical Inspection | 7O4OA401 | Feminine Hygiene Wipe Fragrance | Analytical - Chem_132A | NY-Analytical | 792 | Conforms (Done) |  |  |  |  | TM208/220/230/USP/Kao LM
Contamination (TM 208) | Chemical Inspection | Chemical Inspection | 7O4OA401 | Feminine Hygiene Wipe Fragrance | Analytical - Chem_132A | NY-Analytical | 792 | Conforms (Done) |  |  |  |  | TM208/220/230/USP/Kao LM
IR Identification | Identification | Identification | 7O4OA401 | Feminine Hygiene Wipe Fragrance | Analytical - Chem_132A | NY-Analytical | 390 | Conforms (Done) |  |  |  |  | TM 411
Odor (TM 208) | Chemical Inspection | Chemical Inspection | 7O4OA401 | Feminine Hygiene Wipe Fragrance | Analytical - Chem_132A | NY-Analytical | 792 | Conforms (Done) |  |  |  |  | TM208/220/230/USP/Kao LM
Refractive Index | Refractive Index at 25�C | Refractive Index at 25°C | 7O4OA401 | Feminine Hygiene Wipe Fragrance | Analytical - Chem_132A | NY-Analytical | 451 |  |  | FDA,3 | 1.4794 | 1.4994 | TM 204
SG | Specific Gravity at 25�C | Specific Gravity at 25°C | 7O4OA401 | Feminine Hygiene Wipe Fragrance | Analytical - Chem_132A | NY-Analytical | 402 |  |  | FDA,4 | 1.0115 | 1.0315 | TM 202
Certificate of Analysis | Certificate of Analysis | Certificate of Analysis | 7H4OP308 | Feverfew CMP-02A | Analytical - Chem_NY_Feverfew CMP-02A | NY-Analytical | 743 | Conforms (Done) |  |  |  |  | Default
Certificate of Analysis | Certificate of Analysis | Certificate of Analysis | 7K4OP027 | Fragrance 5831-AT 01 GN MOD2 IF | Analytical - Chem_116A | NY-Analytical | 743 | Conforms (Done) |  |  |  |  | Default
Appearance (TM 208) | Chemical Inspection | Chemical Inspection | 7C4AA580 | Fragrance - Grapefruit Blossom & Orange | Analytical-Chem_NY_Fragrance-Grapefruit Blossom &Orange | NY-Analytical | 792 | Conforms (Done) |  |  |  |  | TM208/220/230/USP/Kao LM
Certificate of Analysis | Certificate of Analysis | Certificate of Analysis | 7C4AA580 | Fragrance - Grapefruit Blossom & Orange | Analytical-Chem_NY_Fragrance-Grapefruit Blossom &Orange | NY-Analytical | 743 | Conforms (Done) |  |  |  |  | Default
Color (TM 208) | Chemical Inspection | Chemical Inspection | 7C4AA580 | Fragrance - Grapefruit Blossom & Orange | Analytical-Chem_NY_Fragrance-Grapefruit Blossom &Orange | NY-Analytical | 792 | Conforms (Done) |  |  |  |  | TM208/220/230/USP/Kao LM
Contamination (TM 208) | Chemical Inspection | Chemical Inspection | 7C4AA580 | Fragrance - Grapefruit Blossom & Orange | Analytical-Chem_NY_Fragrance-Grapefruit Blossom &Orange | NY-Analytical | 792 | Conforms (Done) |  |  |  |  | TM208/220/230/USP/Kao LM
IR Identification | Identification | Identification | 7C4AA580 | Fragrance - Grapefruit Blossom & Orange | Analytical-Chem_NY_Fragrance-Grapefruit Blossom &Orange | NY-Analytical | 390 | Conforms (Done) |  |  |  |  | TM 411
Odor (TM 208) | Chemical Inspection | Chemical Inspection | 7C4AA580 | Fragrance - Grapefruit Blossom & Orange | Analytical-Chem_NY_Fragrance-Grapefruit Blossom &Orange | NY-Analytical | 792 | Conforms (Done) |  |  |  |  | TM208/220/230/USP/Kao LM
SG | Specific Gravity at 25�C | Specific Gravity at 25°C | 7C4AA580 | Fragrance - Grapefruit Blossom & Orange | Analytical-Chem_NY_Fragrance-Grapefruit Blossom &Orange | NY-Analytical | 402 |  |  | FDA,4 | 1.0561 | 1.0761 | TM 202
Appearance (TM 208) | Chemical Inspection | Chemical Inspection | 7A4OP073 | Fragrance Bali Leia 5 | Analytical - Chem_NY_Fragrance Bali Leia 5 | NY-Analytical | 792 | Conforms (Done) |  |  |  |  | TM 208
Certificate of Analysis | Certificate of Analysis | Certificate of Analysis | 7A4OP073 | Fragrance Bali Leia 5 | Analytical - Chem_NY_Fragrance Bali Leia 5 | NY-Analytical | 743 | Conforms (Done) |  |  |  |  | Default
Color (TM 208) | Chemical Inspection | Chemical Inspection | 7A4OP073 | Fragrance Bali Leia 5 | Analytical - Chem_NY_Fragrance Bali Leia 5 | NY-Analytical | 792 | Conforms (Done) |  |  |  |  | TM 208
Contamination (TM 208) | Chemical Inspection | Chemical Inspection | 7A4OP073 | Fragrance Bali Leia 5 | Analytical - Chem_NY_Fragrance Bali Leia 5 | NY-Analytical | 792 | Conforms (Done) |  |  |  |  | TM 208
IR Identification (TM 411) | Identification | Identification | 7A4OP073 | Fragrance Bali Leia 5 | Analytical - Chem_NY_Fragrance Bali Leia 5 | NY-Analytical | 390 | Conforms (Done) |  |  |  |  | TM 411
Odor (TM 208) | Chemical Inspection | Chemical Inspection | 7A4OP073 | Fragrance Bali Leia 5 | Analytical - Chem_NY_Fragrance Bali Leia 5 | NY-Analytical | 792 | Conforms (Done) |  |  |  |  | TM 208
Appearance (TM 208) | Chemical Inspection | Chemical Inspection | 7A4OA911 | Fragrance Hugs & Kisses Sheer 1 | Analytical-Chem_NY_Fragrance Hugs & Kisses Sheer1 | NY-Analytical | 792 | Conforms (Done) |  |  |  |  | TM 208
Certificate of Analysis | Certificate of Analysis | Certificate of Analysis | 7A4OA911 | Fragrance Hugs & Kisses Sheer 1 | Analytical-Chem_NY_Fragrance Hugs & Kisses Sheer1 | NY-Analytical | 743 | Conforms (Done) |  |  |  |  | Default
Color (TM 208) | Chemical Inspection | Chemical Inspection | 7A4OA911 | Fragrance Hugs & Kisses Sheer 1 | Analytical-Chem_NY_Fragrance Hugs & Kisses Sheer1 | NY-Analytical | 792 | Conforms (Done) |  |  |  |  | TM 208
Contamination (TM 208) | Chemical Inspection | Chemical Inspection | 7A4OA911 | Fragrance Hugs & Kisses Sheer 1 | Analytical-Chem_NY_Fragrance Hugs & Kisses Sheer1 | NY-Analytical | 792 | Conforms (Done) |  |  |  |  | TM 208
IR Identification | Identification | Identification | 7A4OA911 | Fragrance Hugs & Kisses Sheer 1 | Analytical-Chem_NY_Fragrance Hugs & Kisses Sheer1 | NY-Analytical | 390 | Conforms (Done) |  |  |  |  | TM 411
Odor (TM 208) | Chemical Inspection | Chemical Inspection | 7A4OA911 | Fragrance Hugs & Kisses Sheer 1 | Analytical-Chem_NY_Fragrance Hugs & Kisses Sheer1 | NY-Analytical | 792 | Conforms (Done) |  |  |  |  | TM 208
Refractive Index | Refractive Index at 25�C | Refractive Index at 25°C | 7A4OA911 | Fragrance Hugs & Kisses Sheer 1 | Analytical-Chem_NY_Fragrance Hugs & Kisses Sheer1 | NY-Analytical | 451 |  |  | FDA,4 | 1.4536 | 1.4636 | TM 204
Appearance (TM 208) | Chemical Inspection | Chemical Inspection | 7A4OP065 | Fragrance Plaisir Gourmand 23 | Analytical - Chem_NY_ Fragrance Plaisir Gourmand 23 | NY-Analytical | 792 | Conforms (Done) |  |  |  |  | TM 208
Certificate of Analysis | Certificate of Analysis | Certificate of Analysis | 7A4OP065 | Fragrance Plaisir Gourmand 23 | Analytical - Chem_NY_ Fragrance Plaisir Gourmand 23 | NY-Analytical | 743 | Conforms (Done) |  |  |  |  | Default
Color (TM 208) | Chemical Inspection | Chemical Inspection | 7A4OP065 | Fragrance Plaisir Gourmand 23 | Analytical - Chem_NY_ Fragrance Plaisir Gourmand 23 | NY-Analytical | 792 | Conforms (Done) |  |  |  |  | TM 208
Contamination (TM 208) | Chemical Inspection | Chemical Inspection | 7A4OP065 | Fragrance Plaisir Gourmand 23 | Analytical - Chem_NY_ Fragrance Plaisir Gourmand 23 | NY-Analytical | 792 | Conforms (Done) |  |  |  |  | TM 208
IR Identification | Identification | Identification | 7A4OP065 | Fragrance Plaisir Gourmand 23 | Analytical - Chem_NY_ Fragrance Plaisir Gourmand 23 | NY-Analytical | 390 | Conforms (Done) |  |  |  |  | TM 411
Odor (TM 208) | Chemical Inspection | Chemical Inspection | 7A4OP065 | Fragrance Plaisir Gourmand 23 | Analytical - Chem_NY_ Fragrance Plaisir Gourmand 23 | NY-Analytical | 792 | Conforms (Done) |  |  |  |  | TM 208
Appearance (TM 208) | Chemical Inspection | Chemical Inspection | 7O4OP113 | Fragrance Robertet The Matcha I | Analytical-Chem_NY_Robertet The Matcha I | NY-Analytical | 792 | Conforms (Done) |  |  |  |  | TM 208
Certificate of Analysis | Certificate of Analysis | Certificate of Analysis | 7O4OP113 | Fragrance Robertet The Matcha I | Analytical-Chem_NY_Robertet The Matcha I | NY-Analytical | 743 | Conforms (Done) |  |  |  |  | Default
Color (TM 208) | Chemical Inspection | Chemical Inspection | 7O4OP113 | Fragrance Robertet The Matcha I | Analytical-Chem_NY_Robertet The Matcha I | NY-Analytical | 792 | Conforms (Done) |  |  |  |  | TM 208
Contamination (TM 208) | Chemical Inspection | Chemical Inspection | 7O4OP113 | Fragrance Robertet The Matcha I | Analytical-Chem_NY_Robertet The Matcha I | NY-Analytical | 792 | Conforms (Done) |  |  |  |  | TM 208
IR Identification (TM 411) | Identification | Identification | 7O4OP113 | Fragrance Robertet The Matcha I | Analytical-Chem_NY_Robertet The Matcha I | NY-Analytical | 390 | Conforms (Done) |  |  |  |  | TM 411
Odor (TM 208) | Chemical Inspection | Chemical Inspection | 7O4OP113 | Fragrance Robertet The Matcha I | Analytical-Chem_NY_Robertet The Matcha I | NY-Analytical | 792 | Conforms (Done) |  |  |  |  | TM 208
Refractive Index at 20°C | Refractive Index at 20°C | Refractive Index at 20°C | 7O4OP113 | Fragrance Robertet The Matcha I | Analytical-Chem_NY_Robertet The Matcha I | NY-Analytical | 798 |  |  | FDA,3 | 1.469 | 1.479 | TM 204
SG | Specific Gravity at 20�C | Specific Gravity at 20°C | 7O4OP113 | Fragrance Robertet The Matcha I | Analytical-Chem_NY_Robertet The Matcha I | NY-Analytical | 432 |  |  | FDA,3 | 0.96 | 0.97 | TM 202
Appearance (TM 208) | Chemical Inspection | Chemical Inspection | 7A4OP081 | Fragrance SC 2705 LF | Analytical - Chem_NY_Fragrance SC 2705 LF | NY-Analytical | 792 | Conforms (Done) |  |  |  |  | TM 208
Certificate of Analysis | Certificate of Analysis | Certificate of Analysis | 7A4OP081 | Fragrance SC 2705 LF | Analytical - Chem_NY_Fragrance SC 2705 LF | NY-Analytical | 743 | Conforms (Done) |  |  |  |  | Default
Color (TM 208) | Chemical Inspection | Chemical Inspection | 7A4OP081 | Fragrance SC 2705 LF | Analytical - Chem_NY_Fragrance SC 2705 LF | NY-Analytical | 792 | Conforms (Done) |  |  |  |  | TM 208
Contamination (TM 208) | Chemical Inspection | Chemical Inspection | 7A4OP081 | Fragrance SC 2705 LF | Analytical - Chem_NY_Fragrance SC 2705 LF | NY-Analytical | 792 | Conforms (Done) |  |  |  |  | TM 208
IR Identification (TM 411) | Identification | Identification | 7A4OP081 | Fragrance SC 2705 LF | Analytical - Chem_NY_Fragrance SC 2705 LF | NY-Analytical | 390 | Conforms (Done) |  |  |  |  | TM 411
Odor (TM 208) | Chemical Inspection | Chemical Inspection | 7A4OP081 | Fragrance SC 2705 LF | Analytical - Chem_NY_Fragrance SC 2705 LF | NY-Analytical | 792 | Conforms (Done) |  |  |  |  | TM 208
Certificate of Analysis | Certificate of Analysis | Certificate of Analysis | 7O4OP601 | Fragrance Symrise Moisture Splash 830644 | Analytical - Chem_107A | NY-Analytical | 743 | Conforms (Done) |  |  |  |  | Default
Appearance (TM 208) | Chemical Inspection | Chemical Inspection | 7A4OP448 | Fresh Scent Type #2 Fragrance | Analytical - Chem_197A | NY-Analytical | 792 | Conforms (Done) |  |  |  |  | TM208/220/230/USP/Kao LM
Appearance (TM 208) | Chemical Inspection | Chemical Inspection | 7A4OP448 | Fresh Scent Type #2 Fragrance | Analytical - Chem_208A | NY-Analytical | 792 | Conforms (Done) |  |  |  |  | TM208/220/230/USP/Kao LM
Certificate of Analysis | Certificate of Analysis | Certificate of Analysis | 7A4OP448 | Fresh Scent Type #2 Fragrance | Analytical - Chem_208A | NY-Analytical | 743 | Conforms (Done) |  |  |  |  | Default
Certificate of Analysis | Certificate of Analysis | Certificate of Analysis | 7A4OP448 | Fresh Scent Type #2 Fragrance | Analytical - Chem_197A | NY-Analytical | 743 | Conforms (Done) |  |  |  |  | Default
Color (TM 208) | Chemical Inspection | Chemical Inspection | 7A4OP448 | Fresh Scent Type #2 Fragrance | Analytical - Chem_197A | NY-Analytical | 792 | Conforms (Done) |  |  |  |  | TM208/220/230/USP/Kao LM
Color (TM 230) | Chemical Inspection | Chemical Inspection | 7A4OP448 | Fresh Scent Type #2 Fragrance | Analytical - Chem_197A | NY-Analytical | 792 |  |  | FDA,1 | 0 | 3 | TM208/220/230/USP/Kao LM
Contamination (TM 208) | Chemical Inspection | Chemical Inspection | 7A4OP448 | Fresh Scent Type #2 Fragrance | Analytical - Chem_197A | NY-Analytical | 792 | Conforms (Done) |  |  |  |  | TM208/220/230/USP/Kao LM
Contamination (TM 208) | Chemical Inspection | Chemical Inspection | 7A4OP448 | Fresh Scent Type #2 Fragrance | Analytical - Chem_208A | NY-Analytical | 792 | Conforms (Done) |  |  |  |  | TM208/220/230/USP/Kao LM
IR Identification | Identification | Identification | 7A4OP448 | Fresh Scent Type #2 Fragrance | Analytical - Chem_208A | NY-Analytical | 390 | Conforms (Done) |  |  |  |  | TM 411
IR Identification | Identification | Identification | 7A4OP448 | Fresh Scent Type #2 Fragrance | Analytical - Chem_197A | NY-Analytical | 390 | Conforms (Done) |  |  |  |  | TM 411
Odor (TM 208) | Chemical Inspection | Chemical Inspection | 7A4OP448 | Fresh Scent Type #2 Fragrance | Analytical - Chem_197A | NY-Analytical | 792 | Conforms (Done) |  |  |  |  | TM208/220/230/USP/Kao LM
Odor (TM 208) | Chemical Inspection | Chemical Inspection | 7A4OP448 | Fresh Scent Type #2 Fragrance | Analytical - Chem_208A | NY-Analytical | 792 | Conforms (Done) |  |  |  |  | TM208/220/230/USP/Kao LM
pH (10% in water) | pH | pH | 7A4OP448 | Fresh Scent Type #2 Fragrance | Analytical - Chem_197A | NY-Analytical | 398 |  |  | FDA,1 | 9 | 11 | TM 200
Refractive Index | Refractive Index at 25�C | Refractive Index at 25°C | 7A4OP448 | Fresh Scent Type #2 Fragrance | Analytical - Chem_208A | NY-Analytical | 451 |  |  | FDA,4 | 1.4655 | 1.4855 | TM 204
SG | Specific Gravity at 25�C | Specific Gravity at 25°C | 7A4OP448 | Fresh Scent Type #2 Fragrance | Analytical - Chem_208A | NY-Analytical | 402 |  |  | FDA,4 | 0.9694 | 0.9894 | TM 202
Appearance (TM 208) | Chemical Inspection | Chemical Inspection | 7O4OQ243 | Germall II | Analytical - Chem_165A | NY-Analytical | 792 | Conforms (Done) |  |  |  |  | TM208/220/230/USP/Kao LM
Certificate of Analysis | Certificate of Analysis | Certificate of Analysis | 7O4OQ243 | Germall II | Analytical - Chem_165A | NY-Analytical | 743 | Conforms (Done) |  |  |  |  | Default
Color (TM 208) | Chemical Inspection | Chemical Inspection | 7O4OQ243 | Germall II | Analytical - Chem_165A | NY-Analytical | 792 | Conforms (Done) |  |  |  |  | TM208/220/230/USP/Kao LM
Contamination (TM 208) | Chemical Inspection | Chemical Inspection | 7O4OQ243 | Germall II | Analytical - Chem_165A | NY-Analytical | 792 | Conforms (Done) |  |  |  |  | TM208/220/230/USP/Kao LM
IR Identification | Identification | Identification | 7O4OQ243 | Germall II | Analytical - Chem_165A | NY-Analytical | 390 | Conforms (Done) |  |  |  |  | TM 411
Odor (TM 208) | Chemical Inspection | Chemical Inspection | 7O4OQ243 | Germall II | Analytical - Chem_165A | NY-Analytical | 792 | Conforms (Done) |  |  |  |  | TM208/220/230/USP/Kao LM
Appearance (TM 208) | Chemical Inspection | Chemical Inspection | 7D4OG169 | Glass Wipe Fragrance | Analytical - Chem_88A | NY-Analytical | 792 | Conforms (Done) |  |  |  |  | TM208/220/230/USP/Kao LM
Certificate of Analysis | Certificate of Analysis | Certificate of Analysis | 7D4OG169 | Glass Wipe Fragrance | Analytical - Chem_88A | NY-Analytical | 743 | Conforms (Done) |  |  |  |  | Default
Color (TM 208) | Chemical Inspection | Chemical Inspection | 7D4OG169 | Glass Wipe Fragrance | Analytical - Chem_88A | NY-Analytical | 792 | Conforms (Done) |  |  |  |  | TM208/220/230/USP/Kao LM
Contamination (TM 208) | Chemical Inspection | Chemical Inspection | 7D4OG169 | Glass Wipe Fragrance | Analytical - Chem_88A | NY-Analytical | 792 | Conforms (Done) |  |  |  |  | TM208/220/230/USP/Kao LM
IR Identification | Identification | Identification | 7D4OG169 | Glass Wipe Fragrance | Analytical - Chem_88A | NY-Analytical | 390 | Conforms (Done) |  |  |  |  | TM 411
Refractive Index | Refractive Index at 25�C | Refractive Index at 25°C | 7D4OG169 | Glass Wipe Fragrance | Analytical - Chem_88A | NY-Analytical | 451 |  |  | FDA,4 | 1.4695 | 1.4895 | TM 204
SG | Specific Gravity at 25�C | Specific Gravity at 25°C | 7D4OG169 | Glass Wipe Fragrance | Analytical - Chem_88A | NY-Analytical | 402 |  |  | FDA,4 | 1.0594 | 1.0794 | TM 202
Appearance (TM 208) | Chemical Inspection | Chemical Inspection | 7B4AL930 | Gluconic Acid 50% Technical | Analytical - Chem_42A | NY-Analytical | 792 | Conforms (Done) |  |  |  |  | TM208/220/230/USP/Kao LM
Appearance (TM 208) | Chemical Inspection | Chemical Inspection | 7B4AL930 | Gluconic Acid 50% Technical | Analytical - Chem_42A | NY-Analytical | 792 | [5 empty] | TM208/220/230/USP/Kao LM
Certificate of Analysis | Certificate of Analysis | Certificate of Analysis | 7B4AL930 | Gluconic Acid 50% Technical | Analytical - Chem_42A | NY-Analytical | 743 | Conforms (Done) |  |  |  |  | Default
Certificate of Analysis | Certificate of Analysis | Certificate of Analysis | 7B4AL930 | Gluconic Acid 50% Technical | Analytical - Chem_42A | NY-Analytical | 743 | [5 empty] | Default
Color (TM 208) | Chemical Inspection | Chemical Inspection | 7B4AL930 | Gluconic Acid 50% Technical | Analytical - Chem_42A | NY-Analytical | 792 | Conforms (Done) |  |  |  |  | TM208/220/230/USP/Kao LM
Color (TM 208) | Chemical Inspection | Chemical Inspection | 7B4AL930 | Gluconic Acid 50% Technical | Analytical - Chem_42A | NY-Analytical | 792 | [5 empty] | TM208/220/230/USP/Kao LM
Contamination (TM 208) | Chemical Inspection | Chemical Inspection | 7B4AL930 | Gluconic Acid 50% Technical | Analytical - Chem_42A | NY-Analytical | 792 | Conforms (Done) |  |  |  |  | TM208/220/230/USP/Kao LM
Contamination (TM 208) | Chemical Inspection | Chemical Inspection | 7B4AL930 | Gluconic Acid 50% Technical | Analytical - Chem_42A | NY-Analytical | 792 | [5 empty] | TM208/220/230/USP/Kao LM
IR Identification | Identification | Identification | 7B4AL930 | Gluconic Acid 50% Technical | Analytical - Chem_42A | NY-Analytical | 390 | Conforms (Done) |  |  |  |  | TM 411
IR Identification | Identification | Identification | 7B4AL930 | Gluconic Acid 50% Technical | Analytical - Chem_42A | NY-Analytical | 390 | [5 empty] | TM 411
Odor (TM 208) | Chemical Inspection | Chemical Inspection | 7B4AL930 | Gluconic Acid 50% Technical | Analytical - Chem_42A | NY-Analytical | 792 | Conforms (Done) |  |  |  |  | TM208/220/230/USP/Kao LM
Odor (TM 208) | Chemical Inspection | Chemical Inspection | 7B4AL930 | Gluconic Acid 50% Technical | Analytical - Chem_42A | NY-Analytical | 792 | [5 empty] | TM208/220/230/USP/Kao LM
pH | pH as is | pH | 7B4AL930 | Gluconic Acid 50% Technical | Analytical - Chem_42A | NY-Analytical | 447 |  |  | FDA,1 | 1.1 | 1.5 | TM 200
SG | Specific Gravity at 25�C | Specific Gravity at 25°C | 7B4AL930 | Gluconic Acid 50% Technical | Analytical - Chem_42A | NY-Analytical | 402 |  |  | FDA,2 | 1.21 | 1.27 | TM 202
Appearance (TM 208) | Chemical Inspection | Chemical Inspection | 7O4OA580 | Glycacil SG | Analytical - Chem_NY_Glycacil SG | NY-Analytical | 792 | Conforms (Done) |  |  |  |  | TM208/220/230/USP/Kao LM
Certificate of Analysis | Certificate of Analysis | Certificate of Analysis | 7O4OA580 | Glycacil SG | Analytical - Chem_NY_Glycacil SG | NY-Analytical | 743 | Conforms (Done) |  |  |  |  | Default
Color (TM 208) | Chemical Inspection | Chemical Inspection | 7O4OA580 | Glycacil SG | Analytical - Chem_NY_Glycacil SG | NY-Analytical | 792 | Conforms (Done) |  |  |  |  | TM208/220/230/USP/Kao LM
Contamination (TM 208) | Chemical Inspection | Chemical Inspection | 7O4OA580 | Glycacil SG | Analytical - Chem_NY_Glycacil SG | NY-Analytical | 792 | Conforms (Done) |  |  |  |  | TM208/220/230/USP/Kao LM
IR Identification | Identification | Identification | 7O4OA580 | Glycacil SG | Analytical - Chem_NY_Glycacil SG | NY-Analytical | 390 | Conforms (Done) |  |  |  |  | TM 411
Odor (TM 208) | Chemical Inspection | Chemical Inspection | 7O4OA580 | Glycacil SG | Analytical - Chem_NY_Glycacil SG | NY-Analytical | 792 | Conforms (Done) |  |  |  |  | TM208/220/230/USP/Kao LM
Appearance (TM 208) | Chemical Inspection | Chemical Inspection | 7L4OP203 | Glycerin - RI-0420 | Analytical - Chem_NY_Glycerin - RI-0420 | NY-Analytical | 792 | Conforms (Done) |  |  |  |  | See Analyte for Method #
Certificate of Analysis | Certificate of Analysis | Certificate of Analysis | 7L4OP203 | Glycerin - RI-0420 | Analytical - Chem_NY_Glycerin - RI-0420 | NY-Analytical | 743 | Conforms (Done) |  |  |  |  | Default
Color (TM 208) | Chemical Inspection | Chemical Inspection | 7L4OP203 | Glycerin - RI-0420 | Analytical - Chem_NY_Glycerin - RI-0420 | NY-Analytical | 792 | Conforms (Done) |  |  |  |  | See Analyte for Method #
Diethylene Glycol | Limit of Ethylene Glycol and Diethylene Glycol | Limit of Ethylene Glycol and Diethylene Glycol | 7L4OP203 | Glycerin - RI-0420 | Analytical - Chem_NY_Glycerin - RI-0420 | NY-Analytical | 825 |  | % | FDA,1 |  | 0.1 | USP
Ethylene Glycol | Limit of Ethylene Glycol and Diethylene Glycol | Limit of Ethylene Glycol and Diethylene Glycol | 7L4OP203 | Glycerin - RI-0420 | Analytical - Chem_NY_Glycerin - RI-0420 | NY-Analytical | 825 |  | % | FDA,1 |  | 0.1 | USP
Individual Impurity | Limit of Ethylene Glycol and Diethylene Glycol | Limit of Ethylene Glycol and Diethylene Glycol | 7L4OP203 | Glycerin - RI-0420 | Analytical - Chem_NY_Glycerin - RI-0420 | NY-Analytical | 825 |  | % | FDA,1 |  | 0.1 | USP
IR Identification | Identification | Identification | 7L4OP203 | Glycerin - RI-0420 | Analytical - Chem_NY_Glycerin - RI-0420 | NY-Analytical | 390 | Conforms (Done) |  |  |  |  | TM 411
Odor (TM 208) | Chemical Inspection | Chemical Inspection | 7L4OP203 | Glycerin - RI-0420 | Analytical - Chem_NY_Glycerin - RI-0420 | NY-Analytical | 792 | Conforms (Done) |  |  |  |  | See Analyte for Method #
SG | Specific Gravity at 25�C | Specific Gravity at 25°C | 7L4OP203 | Glycerin - RI-0420 | Analytical - Chem_NY_Glycerin - RI-0420 | NY-Analytical | 402 |  |  | FDA,3 | 1.249 |  | TM 202
Total Impurities | Limit of Ethylene Glycol and Diethylene Glycol | Limit of Ethylene Glycol and Diethylene Glycol | 7L4OP203 | Glycerin - RI-0420 | Analytical - Chem_NY_Glycerin - RI-0420 | NY-Analytical | 825 |  | % | FDA,0 |  | 1 | USP
Water | % Water | % Water | 7L4OP203 | Glycerin - RI-0420 | Analytical - Chem_NY_Glycerin - RI-0420 | NY-Analytical | 801 |  | % | FDA,1 |  | 5 | APAM 6.018
Appearance (TM 208) | Chemical Inspection | Chemical Inspection | 7A4AS162 | Glycerin USP | Analytical - Chem_09A | NY-Analytical | 792 | Conforms (Done) |  |  |  |  | TM208/220/230/USP/Kao LM
Certificate of Analysis | Certificate of Analysis | Certificate of Analysis | 7A4AS162 | Glycerin USP | Analytical - Chem_09A | NY-Analytical | 743 | Conforms (Done) |  |  |  |  | Default
Color (USP) | Chemical Inspection | Chemical Inspection | 7A4AS162 | Glycerin USP | Analytical - Chem_09A | NY-Analytical | 792 | Conforms (Done) |  |  |  |  | TM208/220/230/USP/Kao LM
Contamination (TM 208) | Chemical Inspection | Chemical Inspection | 7A4AS162 | Glycerin USP | Analytical - Chem_09A | NY-Analytical | 792 | Conforms (Done) |  |  |  |  | TM208/220/230/USP/Kao LM
Individual Impurity | Related Compounds | Related Compounds | 7A4AS162 | Glycerin USP | Analytical - Chem_09A | NY-Analytical | 816 |  | % | FDA,3 |  | 0.1 | USP <621>
IR Identification | Identification | Identification | 7A4AS162 | Glycerin USP | Analytical - Chem_09A | NY-Analytical | 390 | Conforms (Done) |  |  |  |  | TM 411
Odor (TM 208) | Chemical Inspection | Chemical Inspection | 7A4AS162 | Glycerin USP | Analytical - Chem_09A | NY-Analytical | 792 | Conforms (Done) |  |  |  |  | TM208/220/230/USP/Kao LM
SG | Specific Gravity at 25�C | Specific Gravity at 25°C | 7A4AS162 | Glycerin USP | Analytical - Chem_09A | NY-Analytical | 402 |  |  | FDA,3 | 1.249 |  | TM 202
Total Impurities | Related Compounds | Related Compounds | 7A4AS162 | Glycerin USP | Analytical - Chem_09A | NY-Analytical | 816 |  | % | FDA,3 |  | 1 | USP <621>
Appearance (TM 208) | Chemical Inspection | Chemical Inspection | 7O4BU125 | Glycerin, USP, FCC NON-ADRM | Analytical - Chem_09A | NY-Analytical | 792 | Conforms (Done) |  |  |  |  | TM208/220/230/USP/Kao LM
Certificate of Analysis | Certificate of Analysis | Certificate of Analysis | 7O4BU125 | Glycerin, USP, FCC NON-ADRM | Analytical - Chem_09A | NY-Analytical | 743 | Conforms (Done) |  |  |  |  | Default
Color (USP) | Chemical Inspection | Chemical Inspection | 7O4BU125 | Glycerin, USP, FCC NON-ADRM | Analytical - Chem_09A | NY-Analytical | 792 | Conforms (Done) |  |  |  |  | TM208/220/230/USP/Kao LM
Contamination (TM 208) | Chemical Inspection | Chemical Inspection | 7O4BU125 | Glycerin, USP, FCC NON-ADRM | Analytical - Chem_09A | NY-Analytical | 792 | Conforms (Done) |  |  |  |  | TM208/220/230/USP/Kao LM
Individual Impurity | Related Compounds | Related Compounds | 7O4BU125 | Glycerin, USP, FCC NON-ADRM | Analytical - Chem_09A | NY-Analytical | 816 |  | % | FDA,3 |  | 0.1 | USP <621>
IR Identification | Identification | Identification | 7O4BU125 | Glycerin, USP, FCC NON-ADRM | Analytical - Chem_09A | NY-Analytical | 390 | Conforms (Done) |  |  |  |  | TM 411
Odor (TM 208) | Chemical Inspection | Chemical Inspection | 7O4BU125 | Glycerin, USP, FCC NON-ADRM | Analytical - Chem_09A | NY-Analytical | 792 | Conforms (Done) |  |  |  |  | TM208/220/230/USP/Kao LM
SG | Specific Gravity at 25�C | Specific Gravity at 25°C | 7O4BU125 | Glycerin, USP, FCC NON-ADRM | Analytical - Chem_09A | NY-Analytical | 402 |  |  | FDA,3 | 1.249 |  | TM 202
Total Impurities | Related Compounds | Related Compounds | 7O4BU125 | Glycerin, USP, FCC NON-ADRM | Analytical - Chem_09A | NY-Analytical | 816 |  | % | FDA,3 |  | 1 | USP <621>
Certificate of Analysis | Certificate of Analysis | Certificate of Analysis | 7C4OP601 | Glycerox 767 | MASTER - Microbiology - J&J Chemical Testing) | NY-Analytical | 743 | Conforms (Done) |  |  |  |  | Default
Certificate of Analysis | Certificate of Analysis | Certificate of Analysis | 7O4OU351 | Glycopyrronium Tosylate Monohydrate | Analytical-Chem_NY_Glycopyrronium Tosylate Monohydrate | NY-Analytical | 743 | Conforms (Done)
Certificate of Analysis (ELLI) | Certificate of Analysis | Certificate of Analysis | 7O4OU351 | Glycopyrronium Tosylate Monohydrate | Analytical-Chem_NY_Glycopyrronium Tosylate Monohydrate | NY-Analytical | 743 | Conforms (Done)
Shipment Temperatutre | Temptale Reading | Temptale Reading | 7O4OU351 | Glycopyrronium Tosylate Monohydrate | Analytical-Chem_NY_Glycopyrronium Tosylate Monohydrate | NY-Analytical | 1051 | Conforms (Done)
Appearance (TM 208) | Chemical Inspection | Chemical Inspection | 7D4OP065 | Glydant Plus Liquid | Analytical - Chem_NY_ Glydant Plus Liquid | NY-Analytical | 792 | Conforms (Done) |  |  |  |  | TM 208
Certificate of Analysis | Certificate of Analysis | Certificate of Analysis | 7D4OP065 | Glydant Plus Liquid | Analytical - Chem_NY_ Glydant Plus Liquid | NY-Analytical | 743 | Conforms (Done) |  |  |  |  | Default
Color (TM 208) | Chemical Inspection | Chemical Inspection | 7D4OP065 | Glydant Plus Liquid | Analytical - Chem_NY_ Glydant Plus Liquid | NY-Analytical | 792 | Conforms (Done) |  |  |  |  | TM 208
Contamination (TM 208) | Chemical Inspection | Chemical Inspection | 7D4OP065 | Glydant Plus Liquid | Analytical - Chem_NY_ Glydant Plus Liquid | NY-Analytical | 792 | Conforms (Done) |  |  |  |  | TM 208
IR Identification (TM 411) | Identification | Identification | 7D4OP065 | Glydant Plus Liquid | Analytical - Chem_NY_ Glydant Plus Liquid | NY-Analytical | 390 | Conforms (Done) |  |  |  |  | TM 411
Odor (TM 208) | Chemical Inspection | Chemical Inspection | 7D4OP065 | Glydant Plus Liquid | Analytical - Chem_NY_ Glydant Plus Liquid | NY-Analytical | 792 | Conforms (Done) |  |  |  |  | TM 208
pH | pH | pH | 7D4OP065 | Glydant Plus Liquid | Analytical - Chem_NY_ Glydant Plus Liquid | NY-Analytical | 398 |  |  | FDA,1 | 6 | 8 | TM 200
Certificate of Analysis | Certificate of Analysis | Certificate of Analysis | 7O4OP284 | Grape Fruit Bliss A 297424 | Analytical - Chem_155A | NY-Analytical | 743 | Conforms (Done) |  |  |  |  | Default
Certificate of Analysis | Certificate of Analysis | Certificate of Analysis | 7C4OP284 | Grape Fruit Extract | Analytical-Chem_NY_Grape Fruit Extract | NY-Analytical | 743 | Conforms (Done) |  |  |  |  | Default
Appearance (TM 208) | Chemical Inspection | Chemical Inspection | 7O4OQ028 | Hexylene Glycol | Analytical-Chem_NY_Hexylene Glycol | NY-Analytical | 792 | Conforms (Done) |  |  |  |  | TM208/220/230/USP/Kao LM
Appearance (TM 208) | Chemical Inspection | Chemical Inspection | 7O4OQ028 | Hexylene Glycol | Analytical - Chem_NY_Euxyl K703 | NY-Analytical | 792 | Conforms (Done) |  |  |  |  | TM208/220/230/USP/Kao LM
Certificate of Analysis | Certificate of Analysis | Certificate of Analysis | 7E4OP806 | Hexylene Glycol | Analytical - Chem_58B | NY-Analytical | 743 | Conforms (Done) |  |  |  |  | Default
Certificate of Analysis | Certificate of Analysis | Certificate of Analysis | 7O4OQ028 | Hexylene Glycol | Analytical-Chem_NY_Hexylene Glycol | NY-Analytical | 743 | Conforms (Done) |  |  |  |  | Default
Certificate of Analysis | Certificate of Analysis | Certificate of Analysis | 7O4OQ028 | Hexylene Glycol | Analytical - Chem_NY_Euxyl K703 | NY-Analytical | 743 | Conforms (Done) |  |  |  |  | Default
Certificate of Analysis | Certificate of Analysis | Certificate of Analysis | 7O4OQ028 | Hexylene Glycol | Analytical-Chem_NY_Hexylene Glycol | NY-Analytical | 743 | [5 empty] | Default
Color (TM 208) | Chemical Inspection | Chemical Inspection | 7O4OQ028 | Hexylene Glycol | Analytical-Chem_NY_Hexylene Glycol | NY-Analytical | 792 | Conforms (Done) |  |  |  |  | TM208/220/230/USP/Kao LM
Color (TM 208) | Chemical Inspection | Chemical Inspection | 7O4OQ028 | Hexylene Glycol | Analytical - Chem_NY_Euxyl K703 | NY-Analytical | 792 | Conforms (Done) |  |  |  |  | TM208/220/230/USP/Kao LM
Contamination (TM 208) | Chemical Inspection | Chemical Inspection | 7O4OQ028 | Hexylene Glycol | Analytical-Chem_NY_Hexylene Glycol | NY-Analytical | 792 | Conforms (Done) |  |  |  |  | TM208/220/230/USP/Kao LM
Contamination (TM 208) | Chemical Inspection | Chemical Inspection | 7O4OQ028 | Hexylene Glycol | Analytical - Chem_NY_Euxyl K703 | NY-Analytical | 792 | Conforms (Done) |  |  |  |  | TM208/220/230/USP/Kao LM
Density | Density @ 20° C | Density at 20° C | 7O4OQ028 | Hexylene Glycol | Analytical - Chem_NY_Euxyl K703 | NY-Analytical | 831 |  |  | FDA,3 | 1.124 | 1.128 | TM 202
IR Identification | Identification | Identification | 7O4OQ028 | Hexylene Glycol | Analytical - Chem_NY_Euxyl K703 | NY-Analytical | 390 | Conforms (Done) |  |  |  |  | TM 411
IR Identification | Identification | Identification | 7O4OQ028 | Hexylene Glycol | Analytical-Chem_NY_Hexylene Glycol | NY-Analytical | 390 | Conforms (Done) |  |  |  |  | TM 411
Odor (TM 208) | Chemical Inspection | Chemical Inspection | 7O4OQ028 | Hexylene Glycol | Analytical-Chem_NY_Hexylene Glycol | NY-Analytical | 792 | Conforms (Done) |  |  |  |  | TM208/220/230/USP/Kao LM
Odor (TM 208) | Chemical Inspection | Chemical Inspection | 7O4OQ028 | Hexylene Glycol | Analytical - Chem_NY_Euxyl K703 | NY-Analytical | 792 | Conforms (Done) |  |  |  |  | TM208/220/230/USP/Kao LM
Refractive Index at 20°C | Refractive Index at 20°C | Refractive Index at 20°C | 7O4OQ028 | Hexylene Glycol | Analytical - Chem_NY_Euxyl K703 | NY-Analytical | 798 |  |  | FDA,3 | 1.539 | 1.543 | TM 204
SG | Specific Gravity at 20�C | Specific Gravity at 20°C | 7O4OQ028 | Hexylene Glycol | Analytical-Chem_NY_Hexylene Glycol | NY-Analytical | 432 |  |  | FDA,4 | 0.92 | 0.923 | TM 202
Certificate of Analysis | Certificate of Analysis | Certificate of Analysis | 7O4OP230 | Hydromanil H. GL. MS | Analytical - Chem_NY_Hydromanil | NY-Analytical | 743 | Conforms (Done) |  |  |  |  | Default
Appearance (TM 208) | Chemical Inspection | Chemical Inspection | 7O4AQ084 | Integra 44 | Analytical - Chem_162A | NY-Analytical | 792 | Conforms (Done) |  |  |  |  | TM208/220/230/USP/Kao LM
Certificate of Analysis | Certificate of Analysis | Certificate of Analysis | 7O4AQ084 | Integra 44 | Analytical - Chem_162A | NY-Analytical | 743 | Conforms (Done) |  |  |  |  | Default
Color (TM 208) | Chemical Inspection | Chemical Inspection | 7O4AQ084 | Integra 44 | Analytical - Chem_162A | NY-Analytical | 792 | Conforms (Done) |  |  |  |  | TM208/220/230/USP/Kao LM
Contamination (TM 208) | Chemical Inspection | Chemical Inspection | 7O4AQ084 | Integra 44 | Analytical - Chem_162A | NY-Analytical | 792 | Conforms (Done) |  |  |  |  | TM208/220/230/USP/Kao LM
Odor (TM 208) | Chemical Inspection | Chemical Inspection | 7O4AQ084 | Integra 44 | Analytical - Chem_162A | NY-Analytical | 792 | Conforms (Done) |  |  |  |  | TM208/220/230/USP/Kao LM
Appearance (TM 208) | Chemical Inspection | Chemical Inspection | 7O4BM301 | IPBC | Analytical - Chem_126A | NY-Analytical | 792 | Conforms (Done) |  |  |  |  | TM208/220/230/USP/Kao LM
Certificate of Analysis | Certificate of Analysis | Certificate of Analysis | 7O4BM301 | IPBC | Analytical - Chem_126A | NY-Analytical | 743 | Conforms (Done) |  |  |  |  | Default
Color (TM 208) | Chemical Inspection | Chemical Inspection | 7O4BM301 | IPBC | Analytical - Chem_126A | NY-Analytical | 792 | Conforms (Done) |  |  |  |  | TM208/220/230/USP/Kao LM
Contamination (TM 208) | Chemical Inspection | Chemical Inspection | 7O4BM301 | IPBC | Analytical - Chem_126A | NY-Analytical | 792 | Conforms (Done) |  |  |  |  | TM208/220/230/USP/Kao LM
IR Identification | Identification | Identification | 7O4BM301 | IPBC | Analytical - Chem_126A | NY-Analytical | 390 | Conforms (Done) |  |  |  |  | TM 411
Odor (TM 208) | Chemical Inspection | Chemical Inspection | 7O4BM301 | IPBC | Analytical - Chem_126A | NY-Analytical | 792 | Conforms (Done) |  |  |  |  | TM208/220/230/USP/Kao LM
Appearance (TM 208) | Chemical Inspection | Chemical Inspection | 7C4OX110 | IPP/IPM/IPS Blend | Analytical - Chem_84A | NY-Analytical | 792 | Conforms (Done) |  |  |  |  | TM208/220/230/USP/Kao LM
Certificate of Analysis | Certificate of Analysis | Certificate of Analysis | 7C4OX110 | IPP/IPM/IPS Blend | Analytical - Chem_84A | NY-Analytical | 743 | Conforms (Done) |  |  |  |  | Default
Color (TM 208) | Chemical Inspection | Chemical Inspection | 7C4OX110 | IPP/IPM/IPS Blend | Analytical - Chem_84A | NY-Analytical | 792 | Conforms (Done) |  |  |  |  | TM208/220/230/USP/Kao LM
Contamination (TM 208) | Chemical Inspection | Chemical Inspection | 7C4OX110 | IPP/IPM/IPS Blend | Analytical - Chem_84A | NY-Analytical | 792 | Conforms (Done) |  |  |  |  | TM208/220/230/USP/Kao LM
Odor (TM 208) | Chemical Inspection | Chemical Inspection | 7C4OX110 | IPP/IPM/IPS Blend | Analytical - Chem_84A | NY-Analytical | 792 | Conforms (Done) |  |  |  |  | TM208/220/230/USP/Kao LM
SG | Specific Gravity at 25�C | Specific Gravity at 25°C | 7C4OX110 | IPP/IPM/IPS Blend | Analytical - Chem_84A | NY-Analytical | 402 |  |  | FDA,3 | 0.845 | 0.858 | TM 202
Appearance (TM 208) | Chemical Inspection | Chemical Inspection | 7C4OQ028 | Isohexadecane | Analytical-Chem_NY_Isohexadecane | NY-Analytical | 792 | Conforms (Done) |  |  |  |  | TM208/220/230/USP/Kao LM
Certificate of Analysis | Certificate of Analysis | Certificate of Analysis | 7C4OQ028 | Isohexadecane | Analytical-Chem_NY_Isohexadecane | NY-Analytical | 743 | Conforms (Done) |  |  |  |  | Default
Color (TM 208) | Chemical Inspection | Chemical Inspection | 7C4OQ028 | Isohexadecane | Analytical-Chem_NY_Isohexadecane | NY-Analytical | 792 | Conforms (Done) |  |  |  |  | TM208/220/230/USP/Kao LM
Contamination (TM 208) | Chemical Inspection | Chemical Inspection | 7C4OQ028 | Isohexadecane | Analytical-Chem_NY_Isohexadecane | NY-Analytical | 792 | Conforms (Done) |  |  |  |  | TM208/220/230/USP/Kao LM
IR Identification | Identification | Identification | 7C4OQ028 | Isohexadecane | Analytical-Chem_NY_Isohexadecane | NY-Analytical | 390 | Conforms (Done) |  |  |  |  | TM 411
Odor (TM 208) | Chemical Inspection | Chemical Inspection | 7C4OQ028 | Isohexadecane | Analytical-Chem_NY_Isohexadecane | NY-Analytical | 792 | Conforms (Done) |  |  |  |  | TM208/220/230/USP/Kao LM
Refractive Index at 20°C | Refractive Index at 20°C | Refractive Index at 20°C | 7C4OQ028 | Isohexadecane | Analytical-Chem_NY_Isohexadecane | NY-Analytical | 798 |  |  | FDA,1 | 1.4 | 1.5 | TM 204
Appearance (TM 208) | Chemical Inspection | Chemical Inspection | 7A4OB690 | Isopar K | Analytical - Chem_01A | NY-Analytical | 792 | Conforms (Done) |  |  |  |  | TM208/220/230/USP/Kao LM
Certificate of Analysis | Certificate of Analysis | Certificate of Analysis | 7A4OB690 | Isopar K | Analytical - Chem_01A | NY-Analytical | 743 | Conforms (Done) |  |  |  |  | Default
Color (TM 208) | Chemical Inspection | Chemical Inspection | 7A4OB690 | Isopar K | Analytical - Chem_01A | NY-Analytical | 792 | Conforms (Done) |  |  |  |  | TM208/220/230/USP/Kao LM
Contamination (TM 208) | Chemical Inspection | Chemical Inspection | 7A4OB690 | Isopar K | Analytical - Chem_01A | NY-Analytical | 792 | Conforms (Done) |  |  |  |  | TM208/220/230/USP/Kao LM
IR Identification | Identification | Identification | 7A4OB690 | Isopar K | Analytical - Chem_01A | NY-Analytical | 390 | Conforms (Done) |  |  |  |  | TM 411
Odor (TM 208) | Chemical Inspection | Chemical Inspection | 7A4OB690 | Isopar K | Analytical - Chem_01A | NY-Analytical | 792 | Conforms (Done) |  |  |  |  | TM208/220/230/USP/Kao LM
Appearance (TM 208) | Chemical Inspection | Chemical Inspection | 7O4OU181 | Isopropanol 70% | Analytical - Chem_NY_Isopropanol 70% | IN-Analytical | 792 | Conforms (Done) |  |  |  |  | TM 208
Certificate of Analysis | Certificate of Analysis | Certificate of Analysis | 7O4OU181 | Isopropanol 70% | Analytical - Chem_NY_Isopropanol 70% | IN-Analytical | 743 | Conforms (Done)
Color (TM 208) | Chemical Inspection | Chemical Inspection | 7O4OU181 | Isopropanol 70% | Analytical - Chem_NY_Isopropanol 70% | IN-Analytical | 792 | Conforms (Done) |  |  |  |  | TM 208
Contamination (TM 208) | Chemical Inspection | Chemical Inspection | 7O4OU181 | Isopropanol 70% | Analytical - Chem_NY_Isopropanol 70% | IN-Analytical | 792 | Conforms (Done) |  |  |  |  | TM 208
IR Identification (TM 411) | Identification | Identification | 7O4OU181 | Isopropanol 70% | Analytical - Chem_NY_Isopropanol 70% | IN-Analytical | 390 | Conforms (Done) |  |  |  |  | TM 411
Odor (TM 208) | Chemical Inspection | Chemical Inspection | 7O4OU181 | Isopropanol 70% | Analytical - Chem_NY_Isopropanol 70% | IN-Analytical | 792 | Conforms (Done) |  |  |  |  | TM 208
Acidity (calc) | Acidity | Acidity | 7A4OB314 | Isopropyl alcohol 99% USP | Analytical - Chem_NY_Isopropyl alcohol 99% USP_Reduced Test | NY-Analytical | 795 |  | mL | FDA,2 |  | 0.7 | TM 375
Acidity Final (Calc) | Acidity | Acidity | 7A4OB314 | Isopropyl alcohol 99% USP | Analytical - Chem_NY_Isopropyl alcohol 99% USP_Reduced Test | NY-Analytical | 795 |  | mL | FDA,2 |  | 0.7 | TM 375
Appearance (TM 208) | Chemical Inspection | Chemical Inspection | 7A4OB314 | Isopropyl alcohol 99% USP | Analytical - Chem_125A | NY-Analytical | 792 | Conforms (Done) |  |  |  |  | TM208/220/230/USP/Kao LM
Appearance (TM 208) | Chemical Inspection | Chemical Inspection | 7A4OB314 | Isopropyl alcohol 99% USP | Analytical - Chem_NY_Isopropyl alcohol 99% USP-Inline | NY-Analytical | 792 | Conforms (Done) |  |  |  |  | TM 208
Appearance (TM 208) | Chemical Inspection | Chemical Inspection | 7A4OB314 | Isopropyl alcohol 99% USP | Analytical - Chem_NY_Isopropyl alcohol 99% USP_Reduced Test | NY-Analytical | 792 | Conforms (Done) |  |  |  |  | TM208/220/230/USP/Kao LM
Appearance (TM 208) | Chemical Inspection | Chemical Inspection | 7A4OB314 | Isopropyl alcohol 99% USP | Analytical - Chem_125A | NY-Analytical | 792 | [5 empty] | TM208/220/230/USP/Kao LM
Appearance (TM 208) | Chemical Inspection | Chemical Inspection | 7A4OB314 | Isopropyl alcohol 99% USP | Analytical - Chem_NY_Isopropyl alcohol 99% USP_Reduced Test | NY-Analytical | 792 | [5 empty] | TM208/220/230/USP/Kao LM
Assay | Assay | Assay | 7A4OB314 | Isopropyl alcohol 99% USP | Analytical - Chem_NY_Isopropyl alcohol 99% USP_Reduced Test | NY-Analytical | 796 |  | % | FDA,1 | 99 |  | TM 376
Assay | Assay | Assay | 7A4OB314 | Isopropyl alcohol 99% USP | Analytical - Chem_NY_Isopropyl alcohol 99% USP-Inline | NY-Analytical | 796 |  | % | FDA,1 | 99 |  | TM 376
Assay | Assay | Assay | 7A4OB314 | Isopropyl alcohol 99% USP | Analytical - Chem_125A | NY-Analytical | 796 |  | % | FDA,1 | 76 | 84 | TM 301/434
Assay Final | Assay | Assay | 7A4OB314 | Isopropyl alcohol 99% USP | Analytical - Chem_NY_Isopropyl alcohol 99% USP_Reduced Test | NY-Analytical | 796 |  | % | FDA,1 | 99 |  | TM 376
Assay Final | Assay | Assay | 7A4OB314 | Isopropyl alcohol 99% USP | Analytical - Chem_NY_Isopropyl alcohol 99% USP-Inline | NY-Analytical | 796 |  | % | FDA,1 | 99 |  | TM 376
Assay Final | Assay | Assay | 7A4OB314 | Isopropyl alcohol 99% USP | Analytical - Chem_125A | NY-Analytical | 796 |  | % | FDA,1 | 76 | 84 | TM 301/434
Certificate of Analysis | Certificate of Analysis | Certificate of Analysis | 7A4OB314 | Isopropyl alcohol 99% USP | Analytical - Chem_125A | NY-Analytical | 743 | Conforms (Done) |  |  |  |  | Default
Certificate of Analysis | Certificate of Analysis | Certificate of Analysis | 7A4OB314 | Isopropyl alcohol 99% USP | Analytical - Chem_NY_Isopropyl alcohol 99% USP-Inline | NY-Analytical | 743 | Conforms (Done) |  |  |  |  | Default
Certificate of Analysis | Certificate of Analysis | Certificate of Analysis | 7A4OB314 | Isopropyl alcohol 99% USP | Analytical - Chem_NY_Isopropyl alcohol 99% USP_Reduced Test | NY-Analytical | 743 | Conforms (Done) |  |  |  |  | Default
Certificate of Analysis | Certificate of Analysis | Certificate of Analysis | 7A4OB314 | Isopropyl alcohol 99% USP | Analytical - Chem_125A | NY-Analytical | 743 | [5 empty] | Default
Certificate of Analysis | Certificate of Analysis | Certificate of Analysis | 7A4OB314 | Isopropyl alcohol 99% USP | Analytical - Chem_NY_Isopropyl alcohol 99% USP_Reduced Test | NY-Analytical | 743 | [5 empty] | Default
Color (TM 208) | Chemical Inspection | Chemical Inspection | 7A4OB314 | Isopropyl alcohol 99% USP | Analytical - Chem_NY_Isopropyl alcohol 99% USP-Inline | NY-Analytical | 792 | Conforms (Done) |  |  |  |  | TM 208
Color (TM 208) | Chemical Inspection | Chemical Inspection | 7A4OB314 | Isopropyl alcohol 99% USP | Analytical - Chem_NY_Isopropyl alcohol 99% USP_Reduced Test | NY-Analytical | 792 | Conforms (Done) |  |  |  |  | TM208/220/230/USP/Kao LM
Color (TM 208) | Chemical Inspection | Chemical Inspection | 7A4OB314 | Isopropyl alcohol 99% USP | Analytical - Chem_125A | NY-Analytical | 792 | Conforms (Done) |  |  |  |  | TM208/220/230/USP/Kao LM
Color (TM 208) | Chemical Inspection | Chemical Inspection | 7A4OB314 | Isopropyl alcohol 99% USP | Analytical - Chem_125A | NY-Analytical | 792 | [5 empty] | TM208/220/230/USP/Kao LM
Color (TM 208) | Chemical Inspection | Chemical Inspection | 7A4OB314 | Isopropyl alcohol 99% USP | Analytical - Chem_NY_Isopropyl alcohol 99% USP_Reduced Test | NY-Analytical | 792 | [5 empty] | TM208/220/230/USP/Kao LM
Contamination (TM 208) | Chemical Inspection | Chemical Inspection | 7A4OB314 | Isopropyl alcohol 99% USP | Analytical - Chem_NY_Isopropyl alcohol 99% USP-Inline | NY-Analytical | 792 | Conforms (Done) |  |  |  |  | TM 208
Contamination (TM 208) | Chemical Inspection | Chemical Inspection | 7A4OB314 | Isopropyl alcohol 99% USP | Analytical - Chem_125A | NY-Analytical | 792 | Conforms (Done) |  |  |  |  | TM208/220/230/USP/Kao LM
Contamination (TM 208) | Chemical Inspection | Chemical Inspection | 7A4OB314 | Isopropyl alcohol 99% USP | Analytical - Chem_NY_Isopropyl alcohol 99% USP_Reduced Test | NY-Analytical | 792 | Conforms (Done) |  |  |  |  | TM208/220/230/USP/Kao LM
Contamination (TM 208) | Chemical Inspection | Chemical Inspection | 7A4OB314 | Isopropyl alcohol 99% USP | Analytical - Chem_125A | NY-Analytical | 792 | [5 empty] | TM208/220/230/USP/Kao LM
Contamination (TM 208) | Chemical Inspection | Chemical Inspection | 7A4OB314 | Isopropyl alcohol 99% USP | Analytical - Chem_NY_Isopropyl alcohol 99% USP_Reduced Test | NY-Analytical | 792 | [5 empty] | TM208/220/230/USP/Kao LM
End Weight (g) | Nonvolatile Residue | Nonvolatile Residue | 7A4OB314 | Isopropyl alcohol 99% USP | Analytical - Chem_NY_Isopropyl alcohol 99% USP_Reduced Test | NY-Analytical | 797 |  | g | FDA,4 |  |  | TM 226
IR Identification | Identification | Identification | 7A4OB314 | Isopropyl alcohol 99% USP | Analytical - Chem_NY_Isopropyl alcohol 99% USP-Inline | NY-Analytical | 390 | Conforms (Done) |  |  |  |  | TM 411
IR Identification | Identification | Identification | 7A4OB314 | Isopropyl alcohol 99% USP | Analytical - Chem_NY_Isopropyl alcohol 99% USP_Reduced Test | NY-Analytical | 390 | Conforms (Done) |  |  |  |  | TM 411
IR Identification | Identification | Identification | 7A4OB314 | Isopropyl alcohol 99% USP | Analytical - Chem_NY_Isopropyl alcohol 99% USP_Reduced Test | NY-Analytical | 390 | [5 empty] | TM 411
IR Identification | Identification | Identification | 7A4OB314 | Isopropyl alcohol 99% USP | Analytical - Chem_125A | NY-Analytical | 390 | [5 empty] | TM 411
Nonvolatile Residue (calc) | Nonvolatile Residue | Nonvolatile Residue | 7A4OB314 | Isopropyl alcohol 99% USP | Analytical - Chem_NY_Isopropyl alcohol 99% USP_Reduced Test | NY-Analytical | 797 |  | % | FDA,3 |  | 0.005 | TM 226
Nonvolatile Residue Final (calc) | Nonvolatile Residue | Nonvolatile Residue | 7A4OB314 | Isopropyl alcohol 99% USP | Analytical - Chem_NY_Isopropyl alcohol 99% USP_Reduced Test | NY-Analytical | 797 |  | % | FDA,3 |  | 0.005 | TM 226
Odor (TM 208) | Chemical Inspection | Chemical Inspection | 7A4OB314 | Isopropyl alcohol 99% USP | Analytical - Chem_NY_Isopropyl alcohol 99% USP-Inline | NY-Analytical | 792 | Conforms (Done) |  |  |  |  | TM 208
Odor (TM 208) | Chemical Inspection | Chemical Inspection | 7A4OB314 | Isopropyl alcohol 99% USP | Analytical - Chem_NY_Isopropyl alcohol 99% USP_Reduced Test | NY-Analytical | 792 | Conforms (Done) |  |  |  |  | TM208/220/230/USP/Kao LM
Odor (TM 208) | Chemical Inspection | Chemical Inspection | 7A4OB314 | Isopropyl alcohol 99% USP | Analytical - Chem_125A | NY-Analytical | 792 | [5 empty] | TM208/220/230/USP/Kao LM
Odor (TM 208) | Chemical Inspection | Chemical Inspection | 7A4OB314 | Isopropyl alcohol 99% USP | Analytical - Chem_NY_Isopropyl alcohol 99% USP_Reduced Test | NY-Analytical | 792 | [5 empty] | TM208/220/230/USP/Kao LM
Odor (TM 208) | Chemical Inspection | Chemical Inspection | 7A4OB314 | Isopropyl alcohol 99% USP | Analytical - Chem_125A | NY-Analytical | 792 | Conforms (Done) |  |  |  |  | TM208/220/230/USP/Kao LM
pH (10% Solution) | pH | pH | 7A4OB314 | Isopropyl alcohol 99% USP | Analytical - Chem_125A | NY-Analytical | 398 |  |  | FDA,1 | 6 | 8 | TM 200
Refractive Index at 20°C | Refractive Index at 20°C | Refractive Index at 20°C | 7A4OB314 | Isopropyl alcohol 99% USP | Analytical - Chem_NY_Isopropyl alcohol 99% USP_Reduced Test | NY-Analytical | 798 |  |  | FDA,3 | 1.376 | 1.378 | TM 204
SG | Specific Gravity at 25�C | Specific Gravity at 25°C | 7A4OB314 | Isopropyl alcohol 99% USP | Analytical - Chem_NY_Isopropyl alcohol 99% USP_Reduced Test | NY-Analytical | 402 |  |  | FDA,3 | 0.783 | 0.787 | TM 202
SG | Specific Gravity at 25�C | Specific Gravity at 25°C | 7A4OB314 | Isopropyl alcohol 99% USP | Analytical - Chem_NY_Isopropyl alcohol 99% USP-Inline | NY-Analytical | 402 |  |  | FDA,3 | 0.783 | 0.787 | TM 202
Start Weight (g) | Nonvolatile Residue | Nonvolatile Residue | 7A4OB314 | Isopropyl alcohol 99% USP | Analytical - Chem_NY_Isopropyl alcohol 99% USP_Reduced Test | NY-Analytical | 797 |  | g | FDA,4 |  |  | TM 226
Titrant End Volume (mL) | Acidity | Acidity | 7A4OB314 | Isopropyl alcohol 99% USP | Analytical - Chem_NY_Isopropyl alcohol 99% USP_Reduced Test | NY-Analytical | 795 |  | mL | FDA,2 |  |  | TM 375
Titrant Start Volume (mL) | Acidity | Acidity | 7A4OB314 | Isopropyl alcohol 99% USP | Analytical - Chem_NY_Isopropyl alcohol 99% USP_Reduced Test | NY-Analytical | 795 |  | mL | FDA,2 |  |  | TM 375
Weight of Residue (g) | Nonvolatile Residue | Nonvolatile Residue | 7A4OB314 | Isopropyl alcohol 99% USP | Analytical - Chem_NY_Isopropyl alcohol 99% USP_Reduced Test | NY-Analytical | 797 |  | g | FDA,4 |  |  | TM 226
Acidity (calc) | Acidity | Acidity | 7A4OB339 | Isopropyl alcohol 99% USP-Inline | Analytical - Chem_NY_Isopropyl alcohol 99% USP-Inline | NY-Analytical | 795 |  | mL | FDA,2 |  | 0.7 | TM 375
Acidity Final (Calc) | Acidity | Acidity | 7A4OB339 | Isopropyl alcohol 99% USP-Inline | Analytical - Chem_NY_Isopropyl alcohol 99% USP-Inline | NY-Analytical | 795 |  | mL | FDA,2 |  | 0.7 | TM 375
Appearance (TM 208) | Chemical Inspection | Chemical Inspection | 7A4OB339 | Isopropyl alcohol 99% USP-Inline | Analytical - Chem_NY_Isopropyl alcohol 99% USP_Reduced Test | NY-Analytical | 792 | Conforms (Done) |  |  |  |  | TM208/220/230/USP/Kao LM
Appearance (TM 208) | Chemical Inspection | Chemical Inspection | 7A4OB339 | Isopropyl alcohol 99% USP-Inline | Analytical - Chem_NY_Isopropyl alcohol 99% USP-Inline | NY-Analytical | 792 | Conforms (Done) |  |  |  |  | TM 208
Appearance (TM 208) | Chemical Inspection | Chemical Inspection | 7A4OB339 | Isopropyl alcohol 99% USP-Inline | Analytical - Chem_NY_Isopropyl alcohol 99% USP_Reduced Test | NY-Analytical | 792 | [5 empty] | TM208/220/230/USP/Kao LM
Appearance (TM 208) | Chemical Inspection | Chemical Inspection | 7A4OB339 | Isopropyl alcohol 99% USP-Inline | Analytical - Chem_NY_Isopropyl alcohol 99% USP-Inline | NY-Analytical | 792 | [5 empty] | TM 208
Appearance (TM 208) | Chemical Inspection | Chemical Inspection | 7A4OB339 | Isopropyl alcohol 99% USP-Inline | Analytical - Chem_NY_Isopropyl alcohol 99% USP-Inline |  | 792 | [5 empty] | TM 208
Assay | Assay | Assay | 7A4OB339 | Isopropyl alcohol 99% USP-Inline | Analytical - Chem_NY_Isopropyl alcohol 99% USP-Inline | NY-Analytical | 796 |  | % | FDA,1 | 99 |  | TM 376
Assay | Assay | Assay | 7A4OB339 | Isopropyl alcohol 99% USP-Inline | Analytical - Chem_NY_Isopropyl alcohol 99% USP-Inline |  | 796 |  | % | FDA,1 | 99 |  | TM 376
Assay | Assay | Assay | 7A4OB339 | Isopropyl alcohol 99% USP-Inline | Analytical - Chem_NY_Isopropyl alcohol 99% USP_Reduced Test | NY-Analytical | 796 |  | % | FDA,1 | 99 |  | TM 376
Assay Final | Assay | Assay | 7A4OB339 | Isopropyl alcohol 99% USP-Inline | Analytical - Chem_NY_Isopropyl alcohol 99% USP-Inline | NY-Analytical | 796 |  | % | FDA,1 | 99 |  | TM 376
Assay Final | Assay | Assay | 7A4OB339 | Isopropyl alcohol 99% USP-Inline | Analytical - Chem_NY_Isopropyl alcohol 99% USP-Inline |  | 796 |  | % | FDA,1 | 99 |  | TM 376
Assay Final | Assay | Assay | 7A4OB339 | Isopropyl alcohol 99% USP-Inline | Analytical - Chem_NY_Isopropyl alcohol 99% USP_Reduced Test | NY-Analytical | 796 |  | % | FDA,1 | 99 |  | TM 376
Certificate of Analysis | Certificate of Analysis | Certificate of Analysis | 7A4OB339 | Isopropyl alcohol 99% USP-Inline | Analytical - Chem_NY_Isopropyl alcohol 99% USP_Reduced Test | NY-Analytical | 743 | Conforms (Done) |  |  |  |  | Default
Certificate of Analysis | Certificate of Analysis | Certificate of Analysis | 7A4OB339 | Isopropyl alcohol 99% USP-Inline | Analytical - Chem_NY_Isopropyl alcohol 99% USP-Inline | NY-Analytical | 743 | Conforms (Done) |  |  |  |  | Default
Certificate of Analysis | Certificate of Analysis | Certificate of Analysis | 7A4OB339 | Isopropyl alcohol 99% USP-Inline | Analytical - Chem_NY_Isopropyl alcohol 99% USP_Reduced Test | NY-Analytical | 743 | [5 empty] | Default
Certificate of Analysis | Certificate of Analysis | Certificate of Analysis | 7A4OB339 | Isopropyl alcohol 99% USP-Inline | Analytical - Chem_NY_Isopropyl alcohol 99% USP-Inline |  | 743 | [5 empty] | Default
Certificate of Analysis | Certificate of Analysis | Certificate of Analysis | 7A4OB339 | Isopropyl alcohol 99% USP-Inline | Analytical - Chem_NY_Isopropyl alcohol 99% USP-Inline | NY-Analytical | 743 | [5 empty] | Default
Color (TM 208) | Chemical Inspection | Chemical Inspection | 7A4OB339 | Isopropyl alcohol 99% USP-Inline | Analytical - Chem_NY_Isopropyl alcohol 99% USP_Reduced Test | NY-Analytical | 792 | Conforms (Done) |  |  |  |  | TM208/220/230/USP/Kao LM
Color (TM 208) | Chemical Inspection | Chemical Inspection | 7A4OB339 | Isopropyl alcohol 99% USP-Inline | Analytical - Chem_NY_Isopropyl alcohol 99% USP-Inline | NY-Analytical | 792 | Conforms (Done) |  |  |  |  | TM 208
Color (TM 208) | Chemical Inspection | Chemical Inspection | 7A4OB339 | Isopropyl alcohol 99% USP-Inline | Analytical - Chem_NY_Isopropyl alcohol 99% USP_Reduced Test | NY-Analytical | 792 | [5 empty] | TM208/220/230/USP/Kao LM
Color (TM 208) | Chemical Inspection | Chemical Inspection | 7A4OB339 | Isopropyl alcohol 99% USP-Inline | Analytical - Chem_NY_Isopropyl alcohol 99% USP-Inline | NY-Analytical | 792 | [5 empty] | TM 208
Color (TM 208) | Chemical Inspection | Chemical Inspection | 7A4OB339 | Isopropyl alcohol 99% USP-Inline | Analytical - Chem_NY_Isopropyl alcohol 99% USP-Inline |  | 792 | [5 empty] | TM 208
Contamination (TM 208) | Chemical Inspection | Chemical Inspection | 7A4OB339 | Isopropyl alcohol 99% USP-Inline | Analytical - Chem_NY_Isopropyl alcohol 99% USP_Reduced Test | NY-Analytical | 792 | Conforms (Done) |  |  |  |  | TM208/220/230/USP/Kao LM
Contamination (TM 208) | Chemical Inspection | Chemical Inspection | 7A4OB339 | Isopropyl alcohol 99% USP-Inline | Analytical - Chem_NY_Isopropyl alcohol 99% USP-Inline | NY-Analytical | 792 | Conforms (Done) |  |  |  |  | TM 208
Contamination (TM 208) | Chemical Inspection | Chemical Inspection | 7A4OB339 | Isopropyl alcohol 99% USP-Inline | Analytical - Chem_NY_Isopropyl alcohol 99% USP_Reduced Test | NY-Analytical | 792 | [5 empty] | TM208/220/230/USP/Kao LM
Contamination (TM 208) | Chemical Inspection | Chemical Inspection | 7A4OB339 | Isopropyl alcohol 99% USP-Inline | Analytical - Chem_NY_Isopropyl alcohol 99% USP-Inline | NY-Analytical | 792 | [5 empty] | TM 208
Contamination (TM 208) | Chemical Inspection | Chemical Inspection | 7A4OB339 | Isopropyl alcohol 99% USP-Inline | Analytical - Chem_NY_Isopropyl alcohol 99% USP-Inline |  | 792 | [5 empty] | TM 208
End Weight (g) | Nonvolatile Residue | Nonvolatile Residue | 7A4OB339 | Isopropyl alcohol 99% USP-Inline | Analytical - Chem_NY_Isopropyl alcohol 99% USP-Inline | NY-Analytical | 797 |  | g | FDA,4 |  |  | TM 226
IR Identification | Identification | Identification | 7A4OB339 | Isopropyl alcohol 99% USP-Inline | Analytical - Chem_NY_Isopropyl alcohol 99% USP_Reduced Test | NY-Analytical | 390 | Conforms (Done) |  |  |  |  | TM 411
IR Identification | Identification | Identification | 7A4OB339 | Isopropyl alcohol 99% USP-Inline | Analytical - Chem_NY_Isopropyl alcohol 99% USP-Inline | NY-Analytical | 390 | Conforms (Done) |  |  |  |  | TM 411
IR Identification | Identification | Identification | 7A4OB339 | Isopropyl alcohol 99% USP-Inline | Analytical - Chem_NY_Isopropyl alcohol 99% USP_Reduced Test | NY-Analytical | 390 | [5 empty] | TM 411
IR Identification | Identification | Identification | 7A4OB339 | Isopropyl alcohol 99% USP-Inline | Analytical - Chem_NY_Isopropyl alcohol 99% USP-Inline | NY-Analytical | 390 | [5 empty] | TM 411
IR Identification | Identification | Identification | 7A4OB339 | Isopropyl alcohol 99% USP-Inline | Analytical - Chem_NY_Isopropyl alcohol 99% USP-Inline |  | 390 | [5 empty] | TM 411
Nonvolatile Residue (calc) | Nonvolatile Residue | Nonvolatile Residue | 7A4OB339 | Isopropyl alcohol 99% USP-Inline | Analytical - Chem_NY_Isopropyl alcohol 99% USP-Inline | NY-Analytical | 797 |  | % | FDA,3 |  | 0.005 | TM 226
Nonvolatile Residue Final (calc) | Nonvolatile Residue | Nonvolatile Residue | 7A4OB339 | Isopropyl alcohol 99% USP-Inline | Analytical - Chem_NY_Isopropyl alcohol 99% USP-Inline | NY-Analytical | 797 |  | % | FDA,3 |  | 0.005 | TM 226
Odor (TM 208) | Chemical Inspection | Chemical Inspection | 7A4OB339 | Isopropyl alcohol 99% USP-Inline | Analytical - Chem_NY_Isopropyl alcohol 99% USP_Reduced Test | NY-Analytical | 792 | Conforms (Done) |  |  |  |  | TM208/220/230/USP/Kao LM
Odor (TM 208) | Chemical Inspection | Chemical Inspection | 7A4OB339 | Isopropyl alcohol 99% USP-Inline | Analytical - Chem_NY_Isopropyl alcohol 99% USP-Inline | NY-Analytical | 792 | Conforms (Done) |  |  |  |  | TM 208
Odor (TM 208) | Chemical Inspection | Chemical Inspection | 7A4OB339 | Isopropyl alcohol 99% USP-Inline | Analytical - Chem_NY_Isopropyl alcohol 99% USP_Reduced Test | NY-Analytical | 792 | [5 empty] | TM208/220/230/USP/Kao LM
Odor (TM 208) | Chemical Inspection | Chemical Inspection | 7A4OB339 | Isopropyl alcohol 99% USP-Inline | Analytical - Chem_NY_Isopropyl alcohol 99% USP-Inline |  | 792 | [5 empty] | TM 208
Odor (TM 208) | Chemical Inspection | Chemical Inspection | 7A4OB339 | Isopropyl alcohol 99% USP-Inline | Analytical - Chem_NY_Isopropyl alcohol 99% USP-Inline | NY-Analytical | 792 | [5 empty] | TM 208
Refractive Index at 20°C | Refractive Index at 20°C | Refractive Index at 20°C | 7A4OB339 | Isopropyl alcohol 99% USP-Inline | Analytical - Chem_NY_Isopropyl alcohol 99% USP-Inline | NY-Analytical | 798 |  |  | FDA,3 | 1.376 | 1.378 | TM 204
SG | Specific Gravity at 25�C | Specific Gravity at 25°C | 7A4OB339 | Isopropyl alcohol 99% USP-Inline | Analytical - Chem_NY_Isopropyl alcohol 99% USP-Inline | NY-Analytical | 402 |  |  | FDA,3 | 0.783 | 0.787 | TM 202
SG | Specific Gravity at 25�C | Specific Gravity at 25°C | 7A4OB339 | Isopropyl alcohol 99% USP-Inline | Analytical - Chem_NY_Isopropyl alcohol 99% USP_Reduced Test | NY-Analytical | 402 |  |  | FDA,3 | 0.783 | 0.787 | TM 202
SG | Specific Gravity at 25�C | Specific Gravity at 25°C | 7A4OB339 | Isopropyl alcohol 99% USP-Inline | Analytical - Chem_NY_Isopropyl alcohol 99% USP-Inline |  | 402 |  |  | FDA,3 | 0.783 | 0.787 | TM 202
Start Weight (g) | Nonvolatile Residue | Nonvolatile Residue | 7A4OB339 | Isopropyl alcohol 99% USP-Inline | Analytical - Chem_NY_Isopropyl alcohol 99% USP-Inline | NY-Analytical | 797 |  | g | FDA,4 |  |  | TM 226
Titrant End Volume (mL) | Acidity | Acidity | 7A4OB339 | Isopropyl alcohol 99% USP-Inline | Analytical - Chem_NY_Isopropyl alcohol 99% USP-Inline | NY-Analytical | 795 |  | mL | FDA,2 |  |  | TM 375
Titrant Start Volume (mL) | Acidity | Acidity | 7A4OB339 | Isopropyl alcohol 99% USP-Inline | Analytical - Chem_NY_Isopropyl alcohol 99% USP-Inline | NY-Analytical | 795 |  | mL | FDA,2 |  |  | TM 375
Weight of Residue (g) | Nonvolatile Residue | Nonvolatile Residue | 7A4OB339 | Isopropyl alcohol 99% USP-Inline | Analytical - Chem_NY_Isopropyl alcohol 99% USP-Inline | NY-Analytical | 797 |  | g | FDA,4 |  |  | TM 226
Certificate of Analysis | Certificate of Analysis | Certificate of Analysis | 7H4OP806 | Kelp & Sea Salt Fragrance | Analytical - Chem_NY_Kelp & Sea Salt Fragrance | NY-Analytical | 743 | Conforms (Done) |  |  |  |  | Default
Appearance (TM 208) | Chemical Inspection | Chemical Inspection | 7O4OA347 | Lauryl Glucoside | Analytical-Chem_NY_Lauryl Glucoside | NY-Analytical | 792 | Conforms (Done) |  |  |  |  | TM 208
Certificate of Analysis | Certificate of Analysis | Certificate of Analysis | 7O4OA347 | Lauryl Glucoside | Analytical-Chem_NY_Lauryl Glucoside | NY-Analytical | 743 | Conforms (Done) |  |  |  |  | Default
Color (TM 208) | Chemical Inspection | Chemical Inspection | 7O4OA347 | Lauryl Glucoside | Analytical-Chem_NY_Lauryl Glucoside | NY-Analytical | 792 | Conforms (Done) |  |  |  |  | TM 208
Contamination (TM 208) | Chemical Inspection | Chemical Inspection | 7O4OA347 | Lauryl Glucoside | Analytical-Chem_NY_Lauryl Glucoside | NY-Analytical | 792 | Conforms (Done) |  |  |  |  | TM 208
IR Identification | Identification | Identification | 7O4OA347 | Lauryl Glucoside | Analytical-Chem_NY_Lauryl Glucoside | NY-Analytical | 390 | Conforms (Done) |  |  |  |  | TM 411
Odor (TM 208) | Chemical Inspection | Chemical Inspection | 7O4OA347 | Lauryl Glucoside | Analytical-Chem_NY_Lauryl Glucoside | NY-Analytical | 792 | Conforms (Done) |  |  |  |  | TM 208
Certificate of Analysis | Certificate of Analysis | Certificate of Analysis | 7E4OP230 | Lexfeel Natural | Analytical - Chem_NY_Lexfeel Natural | NY-Analytical | 743 | Conforms (Done) |  |  |  |  | Default
Appearance (TM 208) | Chemical Inspection | Chemical Inspection | 7O4OU555 | Lidocaine Base USP | Analytical-Chem_NY_Lidocaine Reduced testing | NY-Analytical | 792 | Conforms (Done) |  |  |  |  | TM 208
Appearance (TM 208) | Chemical Inspection | Chemical Inspection | 7O4OU555 | Lidocaine Base USP | Analytical-Chem_NY_Lidocaine Base USP | NY-Analytical | 792 | Conforms (Done) |  |  |  |  | TM 208
Appearance (TM 208) | Chemical Inspection | Chemical Inspection | 7O4OU555 | Lidocaine Base USP | Analytical-Chem_NY_Lidocaine Base USP | NY-Analytical | 792 | [5 empty] | TM 208
Assay | Assay | Assay | 7O4OU555 | Lidocaine Base USP | Analytical-Chem_NY_Lidocaine Reduced testing | NY-Analytical | 796 |  | % | FDA,1 | 97.5 | 102.5 | USP
Assay | Assay | Assay | 7O4OU555 | Lidocaine Base USP | Analytical-Chem_NY_Lidocaine Base USP | NY-Analytical | 796 |  | % | FDA,1 | 97.5 | 102.5 | USP
Certificate of Analysis | Certificate of Analysis | Certificate of Analysis | 7O4OU555 | Lidocaine Base USP | Analytical-Chem_NY_Lidocaine Base USP | NY-Analytical | 743 | Conforms (Done) |  |  |  |  | Default
Certificate of Analysis | Certificate of Analysis | Certificate of Analysis | 7O4OU555 | Lidocaine Base USP | Analytical-Chem_NY_Lidocaine Reduced testing | NY-Analytical | 743 | Conforms (Done) |  |  |  |  | Default
Certificate of Analysis | Certificate of Analysis | Certificate of Analysis | 7O4OU555 | Lidocaine Base USP | Analytical-Chem_NY_Lidocaine Base USP | NY-Analytical | 743 | [5 empty] | Default
Chloride | Chloride | Chloride | 7O4OU555 | Lidocaine Base USP | Analytical-Chem_NY_Lidocaine Base USP | NY-Analytical | 832 |  | % | FDA,4 |  | 0.0035 | USP
Color (TM 208) | Chemical Inspection | Chemical Inspection | 7O4OU555 | Lidocaine Base USP | Analytical-Chem_NY_Lidocaine Reduced testing | NY-Analytical | 792 | Conforms (Done) |  |  |  |  | TM 208
Color (TM 208) | Chemical Inspection | Chemical Inspection | 7O4OU555 | Lidocaine Base USP | Analytical-Chem_NY_Lidocaine Base USP | NY-Analytical | 792 | Conforms (Done) |  |  |  |  | TM 208
Color (TM 208) | Chemical Inspection | Chemical Inspection | 7O4OU555 | Lidocaine Base USP | Analytical-Chem_NY_Lidocaine Base USP | NY-Analytical | 792 | [5 empty] | TM 208
Contamination (TM 208) | Chemical Inspection | Chemical Inspection | 7O4OU555 | Lidocaine Base USP | Analytical-Chem_NY_Lidocaine Reduced testing | NY-Analytical | 792 | Conforms (Done) |  |  |  |  | TM 208
Contamination (TM 208) | Chemical Inspection | Chemical Inspection | 7O4OU555 | Lidocaine Base USP | Analytical-Chem_NY_Lidocaine Base USP | NY-Analytical | 792 | Conforms (Done) |  |  |  |  | TM 208
Contamination (TM 208) | Chemical Inspection | Chemical Inspection | 7O4OU555 | Lidocaine Base USP | Analytical-Chem_NY_Lidocaine Base USP | NY-Analytical | 792 | [5 empty] | TM 208
Heavy Metals | Heavy Metals | Heavy Metals | 7O4OU555 | Lidocaine Base USP | Analytical-Chem_NY_Lidocaine Base USP | NY-Analytical | 833 |  | ug/g | FDA,3 |  | 0.002 | USP
IR Identification (TM 411) | Identification | Identification | 7O4OU555 | Lidocaine Base USP | Analytical-Chem_NY_Lidocaine Reduced testing | NY-Analytical | 390 | Conforms (Done) |  |  |  |  | TM 411
IR Identification (TM 411) | Identification | Identification | 7O4OU555 | Lidocaine Base USP | Analytical-Chem_NY_Lidocaine Base USP | NY-Analytical | 390 | Conforms (Done) |  |  |  |  | TM 411
IR Identification (TM 411) | Identification | Identification | 7O4OU555 | Lidocaine Base USP | Analytical-Chem_NY_Lidocaine Base USP | NY-Analytical | 390 | [5 empty] | TM 411
Melting Range - End | Melting Range | Melting Range | 7O4OU555 | Lidocaine Base USP | Analytical-Chem_NY_Lidocaine Base USP | NY-Analytical | 809 |  | C | FDA,1 | 66 | 69 | USP
Melting Range - Start | Melting Range | Melting Range | 7O4OU555 | Lidocaine Base USP | Analytical-Chem_NY_Lidocaine Base USP | NY-Analytical | 809 |  | C | FDA,1 | 66 | 69 | USP
Odor (TM 208) | Chemical Inspection | Chemical Inspection | 7O4OU555 | Lidocaine Base USP | Analytical-Chem_NY_Lidocaine Reduced testing | NY-Analytical | 792 | Conforms (Done) |  |  |  |  | TM 208
Odor (TM 208) | Chemical Inspection | Chemical Inspection | 7O4OU555 | Lidocaine Base USP | Analytical-Chem_NY_Lidocaine Base USP | NY-Analytical | 792 | Conforms (Done) |  |  |  |  | TM 208
Odor (TM 208) | Chemical Inspection | Chemical Inspection | 7O4OU555 | Lidocaine Base USP | Analytical-Chem_NY_Lidocaine Base USP | NY-Analytical | 792 | [5 empty] | TM 208
Residue on Ignition | Residue on Ignition | Residue on Ignition | 7O4OU555 | Lidocaine Base USP | Analytical-Chem_NY_Lidocaine Base USP | NY-Analytical | 834 |  | % | FDA,1 |  | 0.1 | USP
Sulfate | Sulfate Content | Sulfate Content | 7O4OU555 | Lidocaine Base USP | Analytical-Chem_NY_Lidocaine Base USP | NY-Analytical | 835 |  | % | FDA,2 |  | 0.1 | USP
Appearance (TM 208) | Chemical Inspection | Chemical Inspection | 7O4OP075 | Magique Lift 02 LF | Analytical - Chem_NY_Magique Lift 02LF | NY-Analytical | 792 | Conforms (Done) |  |  |  |  | TM208/220/230/USP/Kao LM
Certificate of Analysis | Certificate of Analysis | Certificate of Analysis | 7O4OP075 | Magique Lift 02 LF | Analytical - Chem_NY_Magique Lift 02LF | NY-Analytical | 743 | Conforms (Done) |  |  |  |  | Default
Color (TM 208) | Chemical Inspection | Chemical Inspection | 7O4OP075 | Magique Lift 02 LF | Analytical - Chem_NY_Magique Lift 02LF | NY-Analytical | 792 | Conforms (Done) |  |  |  |  | TM208/220/230/USP/Kao LM
Contamination (TM 208) | Chemical Inspection | Chemical Inspection | 7O4OP075 | Magique Lift 02 LF | Analytical - Chem_NY_Magique Lift 02LF | NY-Analytical | 792 | Conforms (Done) |  |  |  |  | TM208/220/230/USP/Kao LM
IR Identification | Identification | Identification | 7O4OP075 | Magique Lift 02 LF | Analytical - Chem_NY_Magique Lift 02LF | NY-Analytical | 390 | Conforms (Done) |  |  |  |  | TM 411
Odor (TM 208) | Chemical Inspection | Chemical Inspection | 7O4OP075 | Magique Lift 02 LF | Analytical - Chem_NY_Magique Lift 02LF | NY-Analytical | 792 | Conforms (Done) |  |  |  |  | TM208/220/230/USP/Kao LM
Refractive Index | Refractive Index at 25�C | Refractive Index at 25°C | 7O4OP075 | Magique Lift 02 LF | Analytical - Chem_NY_Magique Lift 02LF | NY-Analytical | 451 |  |  | FDA,3 | 1.474 | 1.484 | TM 204
SG | Specific Gravity at 25�C | Specific Gravity at 25°C | 7O4OP075 | Magique Lift 02 LF | Analytical - Chem_NY_Magique Lift 02LF | NY-Analytical | 402 |  |  | FDA,3 | 0.938 | 0.948 | TM 202
Appearance (TM 208) | Chemical Inspection | Chemical Inspection | 7O4OQ084 | Maquat MO2525M - 80% | Analytical - Chem_125A | NY-Analytical | 792 | Conforms (Done) |  |  |  |  | TM208/220/230/USP/Kao LM
Appearance (TM 208) | Chemical Inspection | Chemical Inspection | 7O4OQ084 | Maquat MO2525M - 80% | Analytical - Chem_NY_Isopropyl alcohol 99% USP_Reduced Test | NY-Analytical | 792 | Conforms (Done) |  |  |  |  | TM208/220/230/USP/Kao LM
Appearance (TM 208) | Chemical Inspection | Chemical Inspection | 7O4OQ084 | Maquat MO2525M - 80% | Analytical - Chem_125A | NY-Analytical | 792 | [5 empty] | TM208/220/230/USP/Kao LM
Assay | Assay | Assay | 7O4OQ084 | Maquat MO2525M - 80% | Analytical - Chem_125A | NY-Analytical | 796 |  | % | FDA,1 | 76 | 84 | TM 301/434
Assay | Assay | Assay | 7O4OQ084 | Maquat MO2525M - 80% | Analytical - Chem_NY_Isopropyl alcohol 99% USP_Reduced Test | NY-Analytical | 796 |  | % | FDA,1 | 99 |  | TM 376
Assay Final | Assay | Assay | 7O4OQ084 | Maquat MO2525M - 80% | Analytical - Chem_125A | NY-Analytical | 796 |  | % | FDA,1 | 76 | 84 | TM 301/434
Assay Final | Assay | Assay | 7O4OQ084 | Maquat MO2525M - 80% | Analytical - Chem_NY_Isopropyl alcohol 99% USP_Reduced Test | NY-Analytical | 796 |  | % | FDA,1 | 99 |  | TM 376
Certificate of Analysis | Certificate of Analysis | Certificate of Analysis | 7O4OQ084 | Maquat MO2525M - 80% | Analytical - Chem_125A | NY-Analytical | 743 | Conforms (Done) |  |  |  |  | Default
Certificate of Analysis | Certificate of Analysis | Certificate of Analysis | 7O4OQ084 | Maquat MO2525M - 80% | Analytical - Chem_NY_Isopropyl alcohol 99% USP_Reduced Test | NY-Analytical | 743 | Conforms (Done) |  |  |  |  | Default
Certificate of Analysis | Certificate of Analysis | Certificate of Analysis | 7O4OQ084 | Maquat MO2525M - 80% | Analytical - Chem_125A | NY-Analytical | 743 | [5 empty] | Default
Color (TM 208) | Chemical Inspection | Chemical Inspection | 7O4OQ084 | Maquat MO2525M - 80% | Analytical - Chem_NY_Isopropyl alcohol 99% USP_Reduced Test | NY-Analytical | 792 | Conforms (Done) |  |  |  |  | TM208/220/230/USP/Kao LM
Color (TM 208) | Chemical Inspection | Chemical Inspection | 7O4OQ084 | Maquat MO2525M - 80% | Analytical - Chem_125A | NY-Analytical | 792 | Conforms (Done) |  |  |  |  | TM208/220/230/USP/Kao LM
Color (TM 208) | Chemical Inspection | Chemical Inspection | 7O4OQ084 | Maquat MO2525M - 80% | Analytical - Chem_125A | NY-Analytical | 792 | [5 empty] | TM208/220/230/USP/Kao LM
Contamination (TM 208) | Chemical Inspection | Chemical Inspection | 7O4OQ084 | Maquat MO2525M - 80% | Analytical - Chem_125A | NY-Analytical | 792 | Conforms (Done) |  |  |  |  | TM208/220/230/USP/Kao LM
Contamination (TM 208) | Chemical Inspection | Chemical Inspection | 7O4OQ084 | Maquat MO2525M - 80% | Analytical - Chem_NY_Isopropyl alcohol 99% USP_Reduced Test | NY-Analytical | 792 | Conforms (Done) |  |  |  |  | TM208/220/230/USP/Kao LM
Contamination (TM 208) | Chemical Inspection | Chemical Inspection | 7O4OQ084 | Maquat MO2525M - 80% | Analytical - Chem_125A | NY-Analytical | 792 | [5 empty] | TM208/220/230/USP/Kao LM
IR Identification | Identification | Identification | 7O4OQ084 | Maquat MO2525M - 80% | Analytical - Chem_125A | NY-Analytical | 390 | Conforms (Done) |  |  |  |  | TM 411
IR Identification | Identification | Identification | 7O4OQ084 | Maquat MO2525M - 80% | Analytical - Chem_NY_Isopropyl alcohol 99% USP_Reduced Test | NY-Analytical | 390 | Conforms (Done) |  |  |  |  | TM 411
IR Identification | Identification | Identification | 7O4OQ084 | Maquat MO2525M - 80% | Analytical - Chem_125A | NY-Analytical | 390 | [5 empty] | TM 411
Odor (TM 208) | Chemical Inspection | Chemical Inspection | 7O4OQ084 | Maquat MO2525M - 80% | Analytical - Chem_NY_Isopropyl alcohol 99% USP_Reduced Test | NY-Analytical | 792 | Conforms (Done) |  |  |  |  | TM208/220/230/USP/Kao LM
Odor (TM 208) | Chemical Inspection | Chemical Inspection | 7O4OQ084 | Maquat MO2525M - 80% | Analytical - Chem_125A | NY-Analytical | 792 | Conforms (Done) |  |  |  |  | TM208/220/230/USP/Kao LM
Odor (TM 208) | Chemical Inspection | Chemical Inspection | 7O4OQ084 | Maquat MO2525M - 80% | Analytical - Chem_125A | NY-Analytical | 792 | [5 empty] | TM208/220/230/USP/Kao LM
pH (10% Solution) | pH | pH | 7O4OQ084 | Maquat MO2525M - 80% | Analytical - Chem_125A | NY-Analytical | 398 |  |  | FDA,1 | 6 | 8 | TM 200
SG | Specific Gravity at 25�C | Specific Gravity at 25°C | 7O4OQ084 | Maquat MO2525M - 80% | Analytical - Chem_NY_Isopropyl alcohol 99% USP_Reduced Test | NY-Analytical | 402 |  |  | FDA,3 | 0.783 | 0.787 | TM 202
Appearance (TM 208) | Chemical Inspection | Chemical Inspection | 7B4OP113 | Mentha Piperita Extract | Analytical-Chem_NY_Mentha Piperita Extract_01 | NY-Analytical | 792 | Conforms (Done) |  |  |  |  | TM 208
Certificate of Analysis | Certificate of Analysis | Certificate of Analysis | 7B4OP113 | Mentha Piperita Extract | Analytical-Chem_NY_Mentha Piperita Extract_01 | NY-Analytical | 743 | Conforms (Done) |  |  |  |  | Default
Color (TM 208) | Chemical Inspection | Chemical Inspection | 7B4OP113 | Mentha Piperita Extract | Analytical-Chem_NY_Mentha Piperita Extract_01 | NY-Analytical | 792 | Conforms (Done) |  |  |  |  | TM 208
Contamination (TM 208) | Chemical Inspection | Chemical Inspection | 7B4OP113 | Mentha Piperita Extract | Analytical-Chem_NY_Mentha Piperita Extract_01 | NY-Analytical | 792 | Conforms (Done) |  |  |  |  | TM 208
Odor (TM 208) | Chemical Inspection | Chemical Inspection | 7B4OP113 | Mentha Piperita Extract | Analytical-Chem_NY_Mentha Piperita Extract_01 | NY-Analytical | 792 | Conforms (Done) |  |  |  |  | TM 208
pH | pH | pH | 7B4OP113 | Mentha Piperita Extract | Analytical-Chem_NY_Mentha Piperita Extract_01 | NY-Analytical | 398 |  |  | FDA,1 | 4 | 5 | TM 200
Assay | Assay | Assay | 7L4OP027 | Menthol USP | Analytical-Chem_NY_Menthol USP | NY-Analytical | 796 |  | % | FDA,1 | 98 | 102 | USP/NF
Assay Final | Assay | Assay | 7L4OP027 | Menthol USP | Analytical-Chem_NY_Menthol USP | NY-Analytical | 796 |  | % | FDA,1 | 98 | 102 | USP/NF
Certificate of Analysis | Certificate of Analysis | Certificate of Analysis | 7L4OP027 | Menthol USP | Analytical-Chem_NY_Menthol USP | NY-Analytical | 743 | Conforms (Done) |  |  |  |  | Default
Identification A | Identification A | Identification A | 7L4OP027 | Menthol USP | Analytical-Chem_NY_Menthol USP | NY-Analytical | 455 | Conforms (Done) |  |  |  |  | USP/NF
Identification B | Identification B | Identification B | 7L4OP027 | Menthol USP | Analytical-Chem_NY_Menthol USP | NY-Analytical | 456 | Conforms (Done) |  |  |  |  | USP/NF
Iso-Menthone | Individual Impurity | Individual Impurity | 7L4OP027 | Menthol USP | Analytical-Chem_NY_Menthol USP | NY-Analytical | 964 |  | % | FDA,1 |  | 0.3 | USP/NF
Iso-Pulegol | Individual Impurity | Individual Impurity | 7L4OP027 | Menthol USP | Analytical-Chem_NY_Menthol USP | NY-Analytical | 964 |  | % | FDA,1 |  | 0.3 | USP/NF
Melting Range - End | Melting Range | Melting Range | 7L4OP027 | Menthol USP | Analytical-Chem_NY_Menthol USP | NY-Analytical | 809 |  | C | FDA,0 | 41 | 44 | USP
Melting Range - Start | Melting Range | Melting Range | 7L4OP027 | Menthol USP | Analytical-Chem_NY_Menthol USP | NY-Analytical | 809 |  | C | FDA,0 | 41 | 44 | USP
Menthone | Individual Impurity | Individual Impurity | 7L4OP027 | Menthol USP | Analytical-Chem_NY_Menthol USP | NY-Analytical | 964 |  | % | FDA,1 |  | 0.3 | USP/NF
Neo-Menthol | Individual Impurity | Individual Impurity | 7L4OP027 | Menthol USP | Analytical-Chem_NY_Menthol USP | NY-Analytical | 964 |  | % | FDA,1 |  | 0.3 | USP/NF
Nonvolatile Residue | Nonvolatile Residue | Nonvolatile Residue | 7L4OP027 | Menthol USP | Analytical-Chem_NY_Menthol USP | NY-Analytical | 797 |  | % w/v | FDA,2 |  | 0.05 | USP
Pulegone | Individual Impurity | Individual Impurity | 7L4OP027 | Menthol USP | Analytical-Chem_NY_Menthol USP | NY-Analytical | 964 |  | % | FDA,1 |  | 0.3 | USP/NF
Specific Rotation | Specific Rotation | Specific Rotation | 7L4OP027 | Menthol USP | Analytical-Chem_NY_Menthol USP | NY-Analytical | 863 |  | ° | FDA,0 | -51 | -45 | USP
Total Impurities | Total Impurities | Total Impurities | 7L4OP027 | Menthol USP | Analytical-Chem_NY_Menthol USP | NY-Analytical | 965 |  | % | FDA,1 |  | 2 | USP/NF
Unknown impurities | Individual Impurity | Individual Impurity | 7L4OP027 | Menthol USP | Analytical-Chem_NY_Menthol USP | NY-Analytical | 964 |  | % | FDA,1 |  | 0.1 | USP/NF
Appearance (TM 208) | Chemical Inspection | Chemical Inspection | 7C4OD232 | Methylparaben NF/USP | Analytical - Chem_NY_Methylparaben NF/USP | NY-Analytical | 792 | Conforms (Done) |  |  |  |  | TM208/220/230/USP/Kao LM
Appearance (TM 208) | Chemical Inspection | Chemical Inspection | 7C4OD232 | Methylparaben NF/USP | Analytical - Chem_NY_Methylparaben NF/USP | NY-Analytical | 792 | [5 empty] | TM208/220/230/USP/Kao LM
Appearance (TM 208) | Chemical Inspection | Chemical Inspection | 7C4OD232 | Methylparaben NF/USP | Analytical - Chem_NY_Propylparaben USP | NY-Analytical | 792 | Conforms (Done) |  |  |  |  | TM208/220/230/USP/Kao LM
Assay | Assay | Assay | 7C4OD232 | Methylparaben NF/USP | Analytical - Chem_NY_Methylparaben NF/USP | NY-Analytical | 796 |  | % | FDA,1 | 98 | 102 | USP/NF
Assay | Assay | Assay | 7C4OD232 | Methylparaben NF/USP | Analytical - Chem_NY_Propylparaben USP | NY-Analytical | 796 |  | % | FDA,1 | 98 | 102 | USP/NF
Assay Final | Assay | Assay | 7C4OD232 | Methylparaben NF/USP | Analytical - Chem_NY_Methylparaben NF/USP | NY-Analytical | 796 |  | % | FDA,1 | 98 | 102 | USP/NF
Assay Final | Assay | Assay | 7C4OD232 | Methylparaben NF/USP | Analytical - Chem_NY_Propylparaben USP | NY-Analytical | 796 |  | % | FDA,1 | 98 | 102 | USP/NF
Certificate of Analysis | Certificate of Analysis | Certificate of Analysis | 7C4OD232 | Methylparaben NF/USP | Analytical - Chem_NY_Methylparaben NF/USP | NY-Analytical | 743 | Conforms (Done) |  |  |  |  | Default
Certificate of Analysis | Certificate of Analysis | Certificate of Analysis | 7C4OD232 | Methylparaben NF/USP | Analytical - Chem_NY_Propylparaben USP | NY-Analytical | 743 | Conforms (Done) |  |  |  |  | Default
Certificate of Analysis | Certificate of Analysis | Certificate of Analysis | 7C4OD232 | Methylparaben NF/USP | Analytical - Chem_NY_Methylparaben NF/USP | NY-Analytical | 743 | [5 empty] | Default
Contamination (TM 208) | Chemical Inspection | Chemical Inspection | 7C4OD232 | Methylparaben NF/USP | Analytical - Chem_NY_Propylparaben USP | NY-Analytical | 792 | Conforms (Done) |  |  |  |  | TM208/220/230/USP/Kao LM
Contamination (TM 208) | Chemical Inspection | Chemical Inspection | 7C4OD232 | Methylparaben NF/USP | Analytical - Chem_NY_Methylparaben NF/USP | NY-Analytical | 792 | Conforms (Done) |  |  |  |  | TM208/220/230/USP/Kao LM
Contamination (TM 208) | Chemical Inspection | Chemical Inspection | 7C4OD232 | Methylparaben NF/USP | Analytical - Chem_NY_Methylparaben NF/USP | NY-Analytical | 792 | [5 empty] | TM208/220/230/USP/Kao LM
IR Identification | Identification | Identification | 7C4OD232 | Methylparaben NF/USP | Analytical - Chem_NY_Propylparaben USP | NY-Analytical | 390 | Conforms (Done) |  |  |  |  | USP <197M>
IR Identification | Identification | Identification | 7C4OD232 | Methylparaben NF/USP | Analytical - Chem_NY_Methylparaben NF/USP | NY-Analytical | 390 | Conforms (Done) |  |  |  |  | TM 411
IR Identification | Identification | Identification | 7C4OD232 | Methylparaben NF/USP | Analytical - Chem_NY_Methylparaben NF/USP | NY-Analytical | 390 | [5 empty] | TM 411
Odor (TM 208) | Chemical Inspection | Chemical Inspection | 7C4OD232 | Methylparaben NF/USP | Analytical - Chem_NY_Methylparaben NF/USP | NY-Analytical | 792 | Conforms (Done) |  |  |  |  | TM208/220/230/USP/Kao LM
Odor (TM 208) | Chemical Inspection | Chemical Inspection | 7C4OD232 | Methylparaben NF/USP | Analytical - Chem_NY_Propylparaben USP | NY-Analytical | 792 | Conforms (Done) |  |  |  |  | TM208/220/230/USP/Kao LM
Odor (TM 208) | Chemical Inspection | Chemical Inspection | 7C4OD232 | Methylparaben NF/USP | Analytical - Chem_NY_Methylparaben NF/USP | NY-Analytical | 792 | [5 empty] | TM208/220/230/USP/Kao LM
Appearance (TM 208) | Chemical Inspection | Chemical Inspection | 7D4AA580 | Monoethanolamine | Analytical-Chem_NY_Monoethanolamine | NY-Analytical | 792 | Conforms (Done) |  |  |  |  | TM208/220/230/USP/Kao LM
Certificate of Analysis | Certificate of Analysis | Certificate of Analysis | 7D4AA580 | Monoethanolamine | Analytical-Chem_NY_Monoethanolamine | NY-Analytical | 743 | Conforms (Done) |  |  |  |  | Default
Color (TM 208) | Chemical Inspection | Chemical Inspection | 7D4AA580 | Monoethanolamine | Analytical-Chem_NY_Monoethanolamine | NY-Analytical | 792 | Conforms (Done) |  |  |  |  | TM208/220/230/USP/Kao LM
Contamination (TM 208) | Chemical Inspection | Chemical Inspection | 7D4AA580 | Monoethanolamine | Analytical-Chem_NY_Monoethanolamine | NY-Analytical | 792 | Conforms (Done) |  |  |  |  | TM208/220/230/USP/Kao LM
IR Identification | Identification | Identification | 7D4AA580 | Monoethanolamine | Analytical-Chem_NY_Monoethanolamine | NY-Analytical | 390 | Conforms (Done) |  |  |  |  | TM 411
Odor (TM 208) | Chemical Inspection | Chemical Inspection | 7D4AA580 | Monoethanolamine | Analytical-Chem_NY_Monoethanolamine | NY-Analytical | 792 | Conforms (Done) |  |  |  |  | TM208/220/230/USP/Kao LM
Appearance (TM 208) | Chemical Inspection | Chemical Inspection | 7O4OH247 | Multitrope 1214 | Analytical - Chem_143A | NY-Analytical | 792 | Conforms (Done) |  |  |  |  | TM208/220/230/USP/Kao LM
Certificate of Analysis | Certificate of Analysis | Certificate of Analysis | 7O4OH247 | Multitrope 1214 | Analytical - Chem_143A | NY-Analytical | 743 | Conforms (Done) |  |  |  |  | Default
Color (TM 208) | Chemical Inspection | Chemical Inspection | 7O4OH247 | Multitrope 1214 | Analytical - Chem_143A | NY-Analytical | 792 | Conforms (Done) |  |  |  |  | TM208/220/230/USP/Kao LM
Contamination (TM 208) | Chemical Inspection | Chemical Inspection | 7O4OH247 | Multitrope 1214 | Analytical - Chem_143A | NY-Analytical | 792 | Conforms (Done) |  |  |  |  | TM208/220/230/USP/Kao LM
IR Identification | Identification | Identification | 7O4OH247 | Multitrope 1214 | Analytical - Chem_143A | NY-Analytical | 390 | Conforms (Done) |  |  |  |  | TM 411
pH (1% w/v aqueous solution) | pH | pH | 7O4OH247 | Multitrope 1214 | Analytical - Chem_143A | NY-Analytical | 398 |  |  | FDA,1 |  | 2 | TM 200
Appearance (TM 208) | Chemical Inspection | Chemical Inspection | 7O4OJ123 | NET-KOB | Analytical-Chem_NY_NET-KOB | NY-Analytical | 792 | Conforms (Done) |  |  |  |  | TM208/220/230/USP/Kao LM
Certificate of Analysis | Certificate of Analysis | Certificate of Analysis | 7O4OJ123 | NET-KOB | Analytical-Chem_NY_NET-KOB | NY-Analytical | 743 | Conforms (Done) |  |  |  |  | Default
Color (TM 208) | Chemical Inspection | Chemical Inspection | 7O4OJ123 | NET-KOB | Analytical-Chem_NY_NET-KOB | NY-Analytical | 792 | Conforms (Done) |  |  |  |  | TM208/220/230/USP/Kao LM
Contamination (TM 208) | Chemical Inspection | Chemical Inspection | 7O4OJ123 | NET-KOB | Analytical-Chem_NY_NET-KOB | NY-Analytical | 792 | Conforms (Done) |  |  |  |  | TM208/220/230/USP/Kao LM
IR Identification | Identification | Identification | 7O4OJ123 | NET-KOB | Analytical-Chem_NY_NET-KOB | NY-Analytical | 390 | Conforms (Done) |  |  |  |  | TM 411
Odor (TM 208) | Chemical Inspection | Chemical Inspection | 7O4OJ123 | NET-KOB | Analytical-Chem_NY_NET-KOB | NY-Analytical | 792 | Conforms (Done) |  |  |  |  | TM208/220/230/USP/Kao LM
Appearance (TM 208) | Chemical Inspection | Chemical Inspection | 7O4DX220 | Neutralizing Agent | Analytical-Chem_NY_Neutralizing Agent | NY-Analytical | 792 | Conforms (Done) |  |  |  |  | TM208/220/230/USP/Kao LM
Certificate of Analysis | Certificate of Analysis | Certificate of Analysis | 7O4DX220 | Neutralizing Agent | Analytical-Chem_NY_Neutralizing Agent | NY-Analytical | 743 | Conforms (Done) |  |  |  |  | Default
Color (TM 208) | Chemical Inspection | Chemical Inspection | 7O4DX220 | Neutralizing Agent | Analytical-Chem_NY_Neutralizing Agent | NY-Analytical | 792 | Conforms (Done) |  |  |  |  | TM208/220/230/USP/Kao LM
Contamination (TM 208) | Chemical Inspection | Chemical Inspection | 7O4DX220 | Neutralizing Agent | Analytical-Chem_NY_Neutralizing Agent | NY-Analytical | 792 | Conforms (Done) |  |  |  |  | TM208/220/230/USP/Kao LM
IR Identification | Identification | Identification | 7O4DX220 | Neutralizing Agent | Analytical-Chem_NY_Neutralizing Agent | NY-Analytical | 390 | Conforms (Done) |  |  |  |  | TM 411
Odor (TM 208) | Chemical Inspection | Chemical Inspection | 7O4DX220 | Neutralizing Agent | Analytical-Chem_NY_Neutralizing Agent | NY-Analytical | 792 | Conforms (Done) |  |  |  |  | TM208/220/230/USP/Kao LM
Refractive Index | Refractive Index at 25�C | Refractive Index at 25°C | 7O4DX220 | Neutralizing Agent | Analytical-Chem_NY_Neutralizing Agent | NY-Analytical | 451 |  |  | FDA,4 | 1.46 | 1.48 | TM 204
SG | Specific Gravity at 25�C | Specific Gravity at 25°C | 7O4DX220 | Neutralizing Agent | Analytical-Chem_NY_Neutralizing Agent | NY-Analytical | 402 |  |  | FDA,4 | 1.088 | 1.118 | TM 202
Certificate of Analysis | Certificate of Analysis | Certificate of Analysis | 7E4OP601 | Nipaguard IPF | Analytical - Chem_102A | NY-Analytical | 743 | Conforms (Done) |  |  |  |  | Default
Appearance (TM 208) | Chemical Inspection | Chemical Inspection | 7D4OQ209 | NP Baby Wipe Fragrance | Analytical - Chem_92A | NY-Analytical | 792 | Conforms (Done) |  |  |  |  | TM208/220/230/USP/Kao LM
Certificate of Analysis | Certificate of Analysis | Certificate of Analysis | 7D4OQ209 | NP Baby Wipe Fragrance | Analytical - Chem_92A | NY-Analytical | 743 | Conforms (Done) |  |  |  |  | Default
Contamination (TM 208) | Chemical Inspection | Chemical Inspection | 7D4OQ209 | NP Baby Wipe Fragrance | Analytical - Chem_92A | NY-Analytical | 792 | Conforms (Done) |  |  |  |  | TM208/220/230/USP/Kao LM
IR Identification | Identification | Identification | 7D4OQ209 | NP Baby Wipe Fragrance | Analytical - Chem_92A | NY-Analytical | 390 | Conforms (Done) |  |  |  |  | TM 411
Odor (TM 208) | Chemical Inspection | Chemical Inspection | 7D4OQ209 | NP Baby Wipe Fragrance | Analytical - Chem_92A | NY-Analytical | 792 | Conforms (Done) |  |  |  |  | TM208/220/230/USP/Kao LM
Refractive Index | Refractive Index at 25�C | Refractive Index at 25°C | 7D4OQ209 | NP Baby Wipe Fragrance | Analytical - Chem_92A | NY-Analytical | 451 |  |  | FDA,4 | 1.507 | 1.5272 | TM 204
SG | Specific Gravity at 25�C | Specific Gravity at 25°C | 7D4OQ209 | NP Baby Wipe Fragrance | Analytical - Chem_92A | NY-Analytical | 402 |  |  | FDA,4 | 1.0399 | 1.0599 | TM 202
Appearance (TM 208) | Chemical Inspection | Chemical Inspection | 7F4OQ028 | Octyldodecyl Stearoyl Stearate | Analytical-Chem_NY_Octyldodecyl Stearoyl Stearate | NY-Analytical | 792 | Conforms (Done) |  |  |  |  | TM208/220/230/USP/Kao LM
Certificate of Analysis | Certificate of Analysis | Certificate of Analysis | 7F4OQ028 | Octyldodecyl Stearoyl Stearate | Analytical-Chem_NY_Octyldodecyl Stearoyl Stearate | NY-Analytical | 743 | Conforms (Done) |  |  |  |  | Default
Color (TM 208) | Chemical Inspection | Chemical Inspection | 7F4OQ028 | Octyldodecyl Stearoyl Stearate | Analytical-Chem_NY_Octyldodecyl Stearoyl Stearate | NY-Analytical | 792 | Conforms (Done) |  |  |  |  | TM208/220/230/USP/Kao LM
Contamination (TM 208) | Chemical Inspection | Chemical Inspection | 7F4OQ028 | Octyldodecyl Stearoyl Stearate | Analytical-Chem_NY_Octyldodecyl Stearoyl Stearate | NY-Analytical | 792 | Conforms (Done) |  |  |  |  | TM208/220/230/USP/Kao LM
IR Identification | Identification | Identification | 7F4OQ028 | Octyldodecyl Stearoyl Stearate | Analytical-Chem_NY_Octyldodecyl Stearoyl Stearate | NY-Analytical | 390 | Conforms (Done) |  |  |  |  | TM 411
Odor (TM 208) | Chemical Inspection | Chemical Inspection | 7F4OQ028 | Octyldodecyl Stearoyl Stearate | Analytical-Chem_NY_Octyldodecyl Stearoyl Stearate | NY-Analytical | 792 | Conforms (Done) |  |  |  |  | TM208/220/230/USP/Kao LM
Refractive Index | Refractive Index at 25�C | Refractive Index at 25°C | 7F4OQ028 | Octyldodecyl Stearoyl Stearate | Analytical-Chem_NY_Octyldodecyl Stearoyl Stearate | NY-Analytical | 451 |  |  | FDA,4 | 1.455 | 1.46 | TM 204
SG | Specific Gravity at 25�C | Specific Gravity at 25°C | 7F4OQ028 | Octyldodecyl Stearoyl Stearate | Analytical-Chem_NY_Octyldodecyl Stearoyl Stearate | NY-Analytical | 402 |  |  | FDA,4 | 0.865 | 0.885 | TM 202
Appearance (TM 208) | Chemical Inspection | Chemical Inspection | 7A4BL625 | Oliec Acid FCC | Analytical - Chem_11A | NY-Analytical | 792 | Conforms (Done) |  |  |  |  | TM208/220/230/USP/Kao LM
Certificate of Analysis | Certificate of Analysis | Certificate of Analysis | 7A4BL625 | Oliec Acid FCC | Analytical - Chem_11A | NY-Analytical | 743 | Conforms (Done) |  |  |  |  | Default
Color (TM 208) | Chemical Inspection | Chemical Inspection | 7A4BL625 | Oliec Acid FCC | Analytical - Chem_11A | NY-Analytical | 792 | Conforms (Done) |  |  |  |  | TM208/220/230/USP/Kao LM
Contamination (TM 208) | Chemical Inspection | Chemical Inspection | 7A4BL625 | Oliec Acid FCC | Analytical - Chem_11A | NY-Analytical | 792 | Conforms (Done) |  |  |  |  | TM208/220/230/USP/Kao LM
IR Identification | Identification | Identification | 7A4BL625 | Oliec Acid FCC | Analytical - Chem_11A | NY-Analytical | 390 | Conforms (Done) |  |  |  |  | TM 411
Odor (TM 208) | Chemical Inspection | Chemical Inspection | 7A4BL625 | Oliec Acid FCC | Analytical - Chem_11A | NY-Analytical | 792 | Conforms (Done) |  |  |  |  | TM208/220/230/USP/Kao LM
Appearance (TM 208) | Chemical Inspection | Chemical Inspection | 7A4CD419 | Parachlorometaxylenol USP grade | Analytical - Chem_13A | NY-Analytical | 792 | Conforms (Done) |  |  |  |  | TM208/220/230/USP/Kao LM
Certificate of Analysis | Certificate of Analysis | Certificate of Analysis | 7A4CD419 | Parachlorometaxylenol USP grade | Analytical - Chem_13A | NY-Analytical | 743 | Conforms (Done) |  |  |  |  | Default
Color (TM 208) | Chemical Inspection | Chemical Inspection | 7A4CD419 | Parachlorometaxylenol USP grade | Analytical - Chem_13A | NY-Analytical | 792 | Conforms (Done) |  |  |  |  | TM208/220/230/USP/Kao LM
Contamination (TM 208) | Chemical Inspection | Chemical Inspection | 7A4CD419 | Parachlorometaxylenol USP grade | Analytical - Chem_13A | NY-Analytical | 792 | Conforms (Done) |  |  |  |  | TM208/220/230/USP/Kao LM
IR Identification | Identification | Identification | 7A4CD419 | Parachlorometaxylenol USP grade | Analytical - Chem_13A | NY-Analytical | 390 | Conforms (Done) |  |  |  |  | TM 411
Odor (TM 208) | Chemical Inspection | Chemical Inspection | 7A4CD419 | Parachlorometaxylenol USP grade | Analytical - Chem_13A | NY-Analytical | 792 | Conforms (Done) |  |  |  |  | TM208/220/230/USP/Kao LM
Appearance (TM 208) | Chemical Inspection | Chemical Inspection | 7O4OP093 | PEG-11Stearyl Ether | Analytical-Chem_NY_PEG-11 | NY-Analytical | 792 | Conforms (Done) |  |  |  |  | TM 208
Certificate of Analysis | Certificate of Analysis | Certificate of Analysis | 7O4OP093 | PEG-11Stearyl Ether | Analytical-Chem_NY_PEG-11 | NY-Analytical | 743 | Conforms (Done)
Color (TM 208) | Chemical Inspection | Chemical Inspection | 7O4OP093 | PEG-11Stearyl Ether | Analytical-Chem_NY_PEG-11 | NY-Analytical | 792 | Conforms (Done) |  |  |  |  | TM 208
Contamination (TM 208) | Chemical Inspection | Chemical Inspection | 7O4OP093 | PEG-11Stearyl Ether | Analytical-Chem_NY_PEG-11 | NY-Analytical | 792 | Conforms (Done) |  |  |  |  | TM 208
IR Identification (TM 411) | Identification | Identification | 7O4OP093 | PEG-11Stearyl Ether | Analytical-Chem_NY_PEG-11 | NY-Analytical | 390 | Conforms (Done) |  |  |  |  | TM 411
Odor (TM 208) | Chemical Inspection | Chemical Inspection | 7O4OP093 | PEG-11Stearyl Ether | Analytical-Chem_NY_PEG-11 | NY-Analytical | 792 | Conforms (Done) |  |  |  |  | TM 208
Appearance (TM 208) | Chemical Inspection | Chemical Inspection | 7B4OP093 | PEG-4 | Analytical - Chem_NY_PEG-4 | NY-Analytical | 792 | Conforms (Done) |  |  |  |  | TM 208
Certificate of Analysis | Certificate of Analysis | Certificate of Analysis | 7B4OP093 | PEG-4 | Analytical - Chem_NY_PEG-4 | NY-Analytical | 743 | Conforms (Done) |  |  |  |  | Default
Color (TM 208) | Chemical Inspection | Chemical Inspection | 7B4OP093 | PEG-4 | Analytical - Chem_NY_PEG-4 | NY-Analytical | 792 | Conforms (Done) |  |  |  |  | TM 208
Contamination (TM 208) | Chemical Inspection | Chemical Inspection | 7B4OP093 | PEG-4 | Analytical - Chem_NY_PEG-4 | NY-Analytical | 792 | Conforms (Done) |  |  |  |  | TM 208
IR Identification | Identification | Identification | 7B4OP093 | PEG-4 | Analytical - Chem_NY_PEG-4 | NY-Analytical | 390 | Conforms (Done) |  |  |  |  | TM 411
Odor (TM 208) | Chemical Inspection | Chemical Inspection | 7B4OP093 | PEG-4 | Analytical - Chem_NY_PEG-4 | NY-Analytical | 792 | Conforms (Done) |  |  |  |  | TM 208
pH (5% aqueous @25 degree C) | pH | pH | 7B4OP093 | PEG-4 | Analytical - Chem_NY_PEG-4 | NY-Analytical | 398 |  |  | FDA,1 | 4.5 | 7.5 | TM 200
Appearance (TM 208) | Chemical Inspection | Chemical Inspection | 7F4OA160 | PEG-40 Hydrogenated Castor Oil | Analytical - Chem_NY_PEG-40 Hydrogenated Castor Oil | NY-Analytical | 792 | Conforms (Done) |  |  |  |  | TM208/220/230/USP/Kao LM
Certificate of Analysis | Certificate of Analysis | Certificate of Analysis | 7F4OA160 | PEG-40 Hydrogenated Castor Oil | Analytical - Chem_NY_PEG-40 Hydrogenated Castor Oil | NY-Analytical | 743 | Conforms (Done) |  |  |  |  | Default
Color / Appearance (TM 208) | Chemical Inspection | Chemical Inspection | 7F4OA160 | PEG-40 Hydrogenated Castor Oil | Analytical - Chem_NY_PEG-40 Hydrogenated Castor Oil | NY-Analytical | 792 | Conforms (Done) |  |  |  |  | TM208/220/230/USP/Kao LM
Contamination (TM 208) | Chemical Inspection | Chemical Inspection | 7F4OA160 | PEG-40 Hydrogenated Castor Oil | Analytical - Chem_NY_PEG-40 Hydrogenated Castor Oil | NY-Analytical | 792 | Conforms (Done) |  |  |  |  | TM208/220/230/USP/Kao LM
IR Identification | Identification | Identification | 7F4OA160 | PEG-40 Hydrogenated Castor Oil | Analytical - Chem_NY_PEG-40 Hydrogenated Castor Oil | NY-Analytical | 390 | Conforms (Done) |  |  |  |  | TM 411
Odor (TM 208) | Chemical Inspection | Chemical Inspection | 7F4OA160 | PEG-40 Hydrogenated Castor Oil | Analytical - Chem_NY_PEG-40 Hydrogenated Castor Oil | NY-Analytical | 792 | Conforms (Done) |  |  |  |  | TM208/220/230/USP/Kao LM
pH (10% in water) | pH | pH | 7F4OA160 | PEG-40 Hydrogenated Castor Oil | Analytical - Chem_NY_PEG-40 Hydrogenated Castor Oil | NY-Analytical | 398 |  |  | FDA,1 | 6 | 7 | TM 200
Appearance (TM 208) | Chemical Inspection | Chemical Inspection | 7D4OQ967 | PEG-75 Lanolin | Analytical - Chem_94A | NY-Analytical | 792 | Conforms (Done) |  |  |  |  | TM208/220/230/USP/Kao LM
Certificate of Analysis | Certificate of Analysis | Certificate of Analysis | 7D4OQ967 | PEG-75 Lanolin | Analytical - Chem_94A | NY-Analytical | 743 | Conforms (Done) |  |  |  |  | Default
Color (TM 208) | Chemical Inspection | Chemical Inspection | 7D4OQ967 | PEG-75 Lanolin | Analytical - Chem_94A | NY-Analytical | 792 | Conforms (Done) |  |  |  |  | TM208/220/230/USP/Kao LM
Contamination (TM 208) | Chemical Inspection | Chemical Inspection | 7D4OQ967 | PEG-75 Lanolin | Analytical - Chem_94A | NY-Analytical | 792 | Conforms (Done) |  |  |  |  | TM208/220/230/USP/Kao LM
IR Identification | Identification | Identification | 7D4OQ967 | PEG-75 Lanolin | Analytical - Chem_94A | NY-Analytical | 390 | Conforms (Done) |  |  |  |  | TM 411
Acid Value | Acid Value | Acid Value | 7C4OA709 | PEG-75 Shea Butter Glycerides (Lipex 102E-75 100%) | Analytical-Chem_NY_PEG-75 Shea Butter Glycerides | NY-Analytical | 826 |  | mg KOH/g | FDA,2 |  | 2 | IUPAC 2.201(M)
Acid Value Final | Acid Value | Acid Value | 7C4OA709 | PEG-75 Shea Butter Glycerides (Lipex 102E-75 100%) | Analytical-Chem_NY_PEG-75 Shea Butter Glycerides | NY-Analytical | 826 |  | mg KOH/g | FDA,2 |  | 2 | IUPAC 2.201(M)
Certificate of Analysis | Certificate of Analysis | Certificate of Analysis | 7C4OA709 | PEG-75 Shea Butter Glycerides (Lipex 102E-75 100%) | Analytical-Chem_NY_PEG-75 Shea Butter Glycerides | NY-Analytical | 743 | Conforms (Done)
Certificate of Analysis | Certificate of Analysis | Certificate of Analysis | 7C4OA709 | PEG-75 Shea Butter Glycerides (Lipex 102E-75 100%) | Analytical-Chem_NY_PEG-75 Shea Butter Glycerides | NY-Analytical | 743
Cloudpoint | Cloudpoint | Cloudpoint | 7C4OA709 | PEG-75 Shea Butter Glycerides (Lipex 102E-75 100%) | Analytical-Chem_NY_PEG-75 Shea Butter Glycerides | NY-Analytical | 1000 |  | C | FDA,1 | 66 | 71 | TC276/WG2N30 930809C
color (Gardner) | color (Gardner) | color (Gardner) | 7C4OA709 | PEG-75 Shea Butter Glycerides (Lipex 102E-75 100%) | Analytical-Chem_NY_PEG-75 Shea Butter Glycerides | NY-Analytical | 944 |  |  | FDA,0 |  | 3 | AOCS Td 1a-64)
Peroxide Value | Peroxide Value | Peroxide Value | 7C4OA709 | PEG-75 Shea Butter Glycerides (Lipex 102E-75 100%) | Analytical-Chem_NY_PEG-75 Shea Butter Glycerides | NY-Analytical | 961 |  |  | FDA,1 |  | 1 | AOCS Cd 8-53
Saponification Value | Saponification Value | Saponification Value | 7C4OA709 | PEG-75 Shea Butter Glycerides (Lipex 102E-75 100%) | Analytical-Chem_NY_PEG-75 Shea Butter Glycerides | NY-Analytical | 810 |  | mg/g | FDA,1 | 17 | 25 | IUPAC 2.202
Saponification Value Final | Saponification Value | Saponification Value | 7C4OA709 | PEG-75 Shea Butter Glycerides (Lipex 102E-75 100%) | Analytical-Chem_NY_PEG-75 Shea Butter Glycerides | NY-Analytical | 810 |  | mg/g | FDA,1 | 17 | 25 | IUPAC 2.202
Water Content | Water Content | Water Content | 7C4OA709 | PEG-75 Shea Butter Glycerides (Lipex 102E-75 100%) | Analytical-Chem_NY_PEG-75 Shea Butter Glycerides | NY-Analytical | 959 |  | % | FDA,2 |  | 1.5 | Vatten LB
Appearance (TM 208) | Chemical Inspection | Chemical Inspection | 7B4OP661 | Pemulen TR-2 | Analytical-Chem_NY_Pemulen TR-2 | NY-Analytical | 792 | Conforms (Done) |  |  |  |  | TM208/220/230/USP/Kao LM
Certificate of Analysis | Certificate of Analysis | Certificate of Analysis | 7B4OP661 | Pemulen TR-2 | Analytical-Chem_NY_Pemulen TR-2 | NY-Analytical | 743 | Conforms (Done)
Color (TM 208) | Chemical Inspection | Chemical Inspection | 7B4OP661 | Pemulen TR-2 | Analytical-Chem_NY_Pemulen TR-2 | NY-Analytical | 792 | Conforms (Done) |  |  |  |  | TM208/220/230/USP/Kao LM
Contamination (TM 208) | Chemical Inspection | Chemical Inspection | 7B4OP661 | Pemulen TR-2 | Analytical-Chem_NY_Pemulen TR-2 | NY-Analytical | 792 | Conforms (Done) |  |  |  |  | TM208/220/230/USP/Kao LM
IR Identification (TM 411) | Identification | Identification | 7B4OP661 | Pemulen TR-2 | Analytical-Chem_NY_Pemulen TR-2 | NY-Analytical | 390 | Conforms (Done) |  |  |  |  | TM 411
Odor (TM 208) | Chemical Inspection | Chemical Inspection | 7B4OP661 | Pemulen TR-2 | Analytical-Chem_NY_Pemulen TR-2 | NY-Analytical | 792 | Conforms (Done) |  |  |  |  | TM208/220/230/USP/Kao LM
Certificate of Analysis | Certificate of Analysis | Certificate of Analysis | 7G4OP308 | Perfume Meadow Mist RQ-1222 | Analytical - Chem_111A | NY-Analytical | 743 | Conforms (Done) |  |  |  |  | Default
Odor | Chemical Inspection | Chemical Inspection | 7G4OP308 | Perfume Meadow Mist RQ-1222 | Analytical - Chem_111A | NY-Analytical | 792 | Conforms (Done)
Certificate of Analysis | Certificate of Analysis | Certificate of Analysis | 7F4OP806 | Phenoxyethanol | Analytical - Chem_NY_Phenoxyethanol_7F4OP806 | NY-Analytical | 743 | Conforms (Done) |  |  |  |  | Default
Certificate of Analysis | Certificate of Analysis | Certificate of Analysis | 7O4OF602 | Phenoxyethanol | Analytical - Chem_141A | NY-Analytical | 743 | Conforms (Done) |  |  |  |  | Default
Certificate of Analysis | Certificate of Analysis | Certificate of Analysis | 7R4OP485 | Phenoxyethanol | Analytical - Chem_NY_Phenoxyethanol_7R4OP485 | NY-Analytical | 743 | Conforms (Done) |  |  |  |  | Default
Contamination (TM 208) | Chemical Inspection | Chemical Inspection | 7O4OF602 | Phenoxyethanol | Analytical - Chem_141A | NY-Analytical | 792 | Conforms (Done) |  |  |  |  | TM208/220/230/USP/Kao LM
IR Identification | Identification | Identification | 7O4OF602 | Phenoxyethanol | Analytical - Chem_141A | NY-Analytical | 390 | Conforms (Done) |  |  |  |  | TM 411
Phenol | Limit of Phenol | Limit of Phenol | 7R4OP485 | Phenoxyethanol | Analytical - Chem_NY_Phenoxyethanol_7R4OP485 | NY-Analytical | 892 |  | ppm | FDA,0 |  | 25 | USP/NF
Phenol | Phenol | Phenol | 7F4OP806 | Phenoxyethanol | Analytical - Chem_NY_Phenoxyethanol_7F4OP806 | NY-Analytical | 905 |  | ppm | FDA,0 |  | 25 | USP/NF
Phenoxyethanol Assay | Phenoxyethanol Content | Phenoxyethanol Content | 7F4OP806 | Phenoxyethanol | Analytical - Chem_NY_Phenoxyethanol_7F4OP806 | NY-Analytical | 986 |  | % | FDA,1 | 98 | 102 | USP/NF
Purity | Purity | Purity | 7R4OP485 | Phenoxyethanol | Analytical - Chem_NY_Phenoxyethanol_7R4OP485 | NY-Analytical | 849 |  | % | FDA,1 | 98 | 102 | USP/NF
SG | Specific Gravity at 20�C | Specific Gravity at 20°C | 7F4OP806 | Phenoxyethanol | Analytical - Chem_NY_Phenoxyethanol_7F4OP806 | NY-Analytical | 432 |  |  | FDA,3 | 1.105 | 1.11 | USP/NF
SG | Specific Gravity at 20�C | Specific Gravity at 20°C | 7R4OP485 | Phenoxyethanol | Analytical - Chem_NY_Phenoxyethanol_7R4OP485 | NY-Analytical | 432 |  |  | FDA,3 | 1.105 | 1.11 | USP/NF
Any individual unspecified impuritv | Organic Impurites | Organic Impurites | 7A4OU555 | Phenylephrine HCL, USP | Analytical-Chem_NY_Phenylephrine HCL | NY-Analytical | 812 |  | % | FDA,2 |  | 0.1 | USP
Appearance (TM 208) | Chemical Inspection | Chemical Inspection | 7A4OU555 | Phenylephrine HCL, USP | Analytical-Chem_NY_Phenylephrine Reduced | NY-Analytical | 792 | Conforms (Done) |  |  |  |  | TM 208
Appearance (TM 208) | Chemical Inspection | Chemical Inspection | 7A4OU555 | Phenylephrine HCL, USP | Analytical-Chem_NY_Phenylephrine HCL | NY-Analytical | 792 | Conforms (Done) |  |  |  |  | TM 208
Assay | Assay | Assay | 7A4OU555 | Phenylephrine HCL, USP | Analytical-Chem_NY_Phenylephrine HCL | NY-Analytical | 796 |  | % | FDA,1 | 98 | 102 | USP
Assay | Assay | Assay | 7A4OU555 | Phenylephrine HCL, USP | Analytical-Chem_NY_Phenylephrine Reduced | NY-Analytical | 796 |  | % | FDA,1 | 98 | 102 | USP
Certificate of Analysis | Certificate of Analysis | Certificate of Analysis | 7A4OU555 | Phenylephrine HCL, USP | Analytical-Chem_NY_Phenylephrine HCL | NY-Analytical | 743 | Conforms (Done) |  |  |  |  | Default
Certificate of Analysis | Certificate of Analysis | Certificate of Analysis | 7A4OU555 | Phenylephrine HCL, USP | Analytical-Chem_NY_Phenylephrine Reduced | NY-Analytical | 743 | Conforms (Done) |  |  |  |  | Default
Color (TM 208) | Chemical Inspection | Chemical Inspection | 7A4OU555 | Phenylephrine HCL, USP | Analytical-Chem_NY_Phenylephrine Reduced | NY-Analytical | 792 | Conforms (Done) |  |  |  |  | TM 208
Color (TM 208) | Chemical Inspection | Chemical Inspection | 7A4OU555 | Phenylephrine HCL, USP | Analytical-Chem_NY_Phenylephrine HCL | NY-Analytical | 792 | Conforms (Done) |  |  |  |  | TM 208
Contamination (TM 208) | Chemical Inspection | Chemical Inspection | 7A4OU555 | Phenylephrine HCL, USP | Analytical-Chem_NY_Phenylephrine Reduced | NY-Analytical | 792 | Conforms (Done) |  |  |  |  | TM 208
Contamination (TM 208) | Chemical Inspection | Chemical Inspection | 7A4OU555 | Phenylephrine HCL, USP | Analytical-Chem_NY_Phenylephrine HCL | NY-Analytical | 792 | Conforms (Done) |  |  |  |  | TM 208
IR Identification (TM 411) | Identification | Identification | 7A4OU555 | Phenylephrine HCL, USP | Analytical-Chem_NY_Phenylephrine Reduced | NY-Analytical | 390 | Conforms (Done) |  |  |  |  | TM 411
IR Identification (TM 411) | Identification | Identification | 7A4OU555 | Phenylephrine HCL, USP | Analytical-Chem_NY_Phenylephrine HCL | NY-Analytical | 390 | Conforms (Done) |  |  |  |  | TM 411
Loss on Drying | Loss on Drying | Loss on Drying | 7A4OU555 | Phenylephrine HCL, USP | Analytical-Chem_NY_Phenylephrine HCL | NY-Analytical | 802 |  | % | FDA,1 |  | 1 | USP
Loss on Drying Final | Loss on Drying | Loss on Drying | 7A4OU555 | Phenylephrine HCL, USP | Analytical-Chem_NY_Phenylephrine HCL | NY-Analytical | 802 |  | % | FDA,1 |  | 1 | USP
Norphenylephrine | Organic Impurites | Organic Impurites | 7A4OU555 | Phenylephrine HCL, USP | Analytical-Chem_NY_Phenylephrine HCL | NY-Analytical | 812 |  | % | FDA,2 |  | 0.1 | USP
Odor (TM 208) | Chemical Inspection | Chemical Inspection | 7A4OU555 | Phenylephrine HCL, USP | Analytical-Chem_NY_Phenylephrine Reduced | NY-Analytical | 792 | Conforms (Done) |  |  |  |  | TM 208
Odor (TM 208) | Chemical Inspection | Chemical Inspection | 7A4OU555 | Phenylephrine HCL, USP | Analytical-Chem_NY_Phenylephrine HCL | NY-Analytical | 792 | Conforms (Done) |  |  |  |  | TM 208
Optical Rotation | Optical Rotation | Optical Rotation | 7A4OU555 | Phenylephrine HCL, USP | Analytical-Chem_NY_Phenylephrine HCL | NY-Analytical | 1043 |  | ° | FDA,0 | -47 | -43 | USP
Phenylephrine Related Compound C | Organic Impurites | Organic Impurites | 7A4OU555 | Phenylephrine HCL, USP | Analytical-Chem_NY_Phenylephrine HCL | NY-Analytical | 812 |  | % | FDA,2 |  | 0.1 | USP
Phenylephrine Related Compound D | Organic Impurites | Organic Impurites | 7A4OU555 | Phenylephrine HCL, USP | Analytical-Chem_NY_Phenylephrine HCL | NY-Analytical | 812 |  | % | FDA,2 |  | 0.1 | USP
Phenylephrine Related Compound E | Organic Impurites | Organic Impurites | 7A4OU555 | Phenylephrine HCL, USP | Analytical-Chem_NY_Phenylephrine HCL | NY-Analytical | 812 |  | % | FDA,2 |  | 0.1 | USP
Residue on Ignition | Residue on Ignition | Residue on Ignition | 7A4OU555 | Phenylephrine HCL, USP | Analytical-Chem_NY_Phenylephrine HCL | NY-Analytical | 834 |  | % | FDA,1 |  | 0.2 | USP
Sulfate | Sulfate Content | Sulfate Content | 7A4OU555 | Phenylephrine HCL, USP | Analytical-Chem_NY_Phenylephrine HCL | NY-Analytical | 835 |  | % | FDA,2 |  | 0.2 | USP
Total Impurities | Organic Impurites | Organic Impurites | 7A4OU555 | Phenylephrine HCL, USP | Analytical-Chem_NY_Phenylephrine HCL | NY-Analytical | 812 |  | % | FDA,2 |  | 0.2 | USP
Appearance (TM 208) | Chemical Inspection | Chemical Inspection | 7O4OF575 | Plantaren 2000N-UP | Analytical-Che_NY_Plantaren 2000N - UP | NY-Analytical | 792 | Conforms (Done) |  |  |  |  | TM208/220/230/USP/Kao LM
Certificate of Analysis | Certificate of Analysis | Certificate of Analysis | 7O4OF575 | Plantaren 2000N-UP | Analytical-Che_NY_Plantaren 2000N - UP | NY-Analytical | 743 | Conforms (Done) |  |  |  |  | Default
Contamination (TM 208) | Chemical Inspection | Chemical Inspection | 7O4OF575 | Plantaren 2000N-UP | Analytical-Che_NY_Plantaren 2000N - UP | NY-Analytical | 792 | Conforms (Done) |  |  |  |  | TM208/220/230/USP/Kao LM
IR Identification | Identification | Identification | 7O4OF575 | Plantaren 2000N-UP | Analytical-Che_NY_Plantaren 2000N - UP | NY-Analytical | 390 | Conforms (Done) |  |  |  |  | TM 411
Appearance (TM 208) | Chemical Inspection | Chemical Inspection | 7A4OX110 | Polysorbate 20 | Analytical - Chem_39A | NY-Analytical | 792 | Conforms (Done) |  |  |  |  | TM208/220/230/USP/Kao LM
Appearance (TM 208) | Chemical Inspection | Chemical Inspection | 7A4OX110 | Polysorbate 20 | Analytical - Chem_39A | NY-Analytical | 792 | [5 empty] | TM208/220/230/USP/Kao LM
Certificate of Analysis | Certificate of Analysis | Certificate of Analysis | 7A4OX110 | Polysorbate 20 | Analytical - Chem_39A | NY-Analytical | 743 | Conforms (Done) |  |  |  |  | Default
Certificate of Analysis | Certificate of Analysis | Certificate of Analysis | 7A4OX110 | Polysorbate 20 | Analytical - Chem_39A | NY-Analytical | 743 | [5 empty] | Default
Color (TM 208) | Chemical Inspection | Chemical Inspection | 7A4OX110 | Polysorbate 20 | Analytical - Chem_39A | NY-Analytical | 792 | Conforms (Done) |  |  |  |  | TM208/220/230/USP/Kao LM
Color (TM 208) | Chemical Inspection | Chemical Inspection | 7A4OX110 | Polysorbate 20 | Analytical - Chem_39A | NY-Analytical | 792 | [5 empty] | TM208/220/230/USP/Kao LM
Contamination (TM 208) | Chemical Inspection | Chemical Inspection | 7A4OX110 | Polysorbate 20 | Analytical - Chem_39A | NY-Analytical | 792 | Conforms (Done) |  |  |  |  | TM208/220/230/USP/Kao LM
Contamination (TM 208) | Chemical Inspection | Chemical Inspection | 7A4OX110 | Polysorbate 20 | Analytical - Chem_39A | NY-Analytical | 792 | [5 empty] | TM208/220/230/USP/Kao LM
IR Identification | Identification | Identification | 7A4OX110 | Polysorbate 20 | Analytical - Chem_39A | NY-Analytical | 390 | Conforms (Done) |  |  |  |  | TM 411
IR Identification | Identification | Identification | 7A4OX110 | Polysorbate 20 | Analytical - Chem_39A | NY-Analytical | 390 | [5 empty] | TM 411
Odor (TM 208) | Chemical Inspection | Chemical Inspection | 7A4OX110 | Polysorbate 20 | Analytical - Chem_39A | NY-Analytical | 792 | Conforms (Done) |  |  |  |  | TM208/220/230/USP/Kao LM
Odor (TM 208) | Chemical Inspection | Chemical Inspection | 7A4OX110 | Polysorbate 20 | Analytical - Chem_39A | NY-Analytical | 792 | [5 empty] | TM208/220/230/USP/Kao LM
Certificate of Analysis | Certificate of Analysis | Certificate of Analysis | 7L4OP485 | Polysorbate 20 NF | Analytical - Chem_NY_Polysorbate 20_7L4OP485 | NY-Analytical | 743 | Conforms (Done) |  |  |  |  | Default
Appearance (TM 208) | Chemical Inspection | Chemical Inspection | 7A4AL930 | Potassium Hydroxide Pellets USP/NF | Analytical - Chem_08A | NY-Analytical | 792 | Conforms (Done) |  |  |  |  | TM208/220/230/USP/Kao LM
Certificate of Analysis | Certificate of Analysis | Certificate of Analysis | 7A4AL930 | Potassium Hydroxide Pellets USP/NF | Analytical - Chem_08A | NY-Analytical | 743 | Conforms (Done) |  |  |  |  | Default
Color (TM 208) | Chemical Inspection | Chemical Inspection | 7A4AL930 | Potassium Hydroxide Pellets USP/NF | Analytical - Chem_08A | NY-Analytical | 792 | Conforms (Done) |  |  |  |  | TM208/220/230/USP/Kao LM
Contamination (TM 208) | Chemical Inspection | Chemical Inspection | 7A4AL930 | Potassium Hydroxide Pellets USP/NF | Analytical - Chem_08A | NY-Analytical | 792 | Conforms (Done) |  |  |  |  | TM208/220/230/USP/Kao LM
Identification for Potassium (USP <191>) | Identification | Identification | 7A4AL930 | Potassium Hydroxide Pellets USP/NF | Analytical - Chem_08A | NY-Analytical | 390 | Conforms (Done) |  |  |  |  | TM400/408b/421/422/USP
Odor (TM 208) | Chemical Inspection | Chemical Inspection | 7A4AL930 | Potassium Hydroxide Pellets USP/NF | Analytical - Chem_08A | NY-Analytical | 792 | Conforms (Done) |  |  |  |  | TM208/220/230/USP/Kao LM
Appearance (TM 208) | Chemical Inspection | Chemical Inspection | 7C4OQ595 | Potassium Sorbate USP/NF/FCC | Analytical - Chem_81A | NY-Analytical | 792 | Conforms (Done) |  |  |  |  | TM208/220/230/USP/Kao LM
Certificate of Analysis | Certificate of Analysis | Certificate of Analysis | 7C4OQ595 | Potassium Sorbate USP/NF/FCC | Analytical - Chem_81A | NY-Analytical | 743 | Conforms (Done) |  |  |  |  | Default
Color (TM 208) | Chemical Inspection | Chemical Inspection | 7C4OQ595 | Potassium Sorbate USP/NF/FCC | Analytical - Chem_81A | NY-Analytical | 792 | Conforms (Done) |  |  |  |  | TM208/220/230/USP/Kao LM
Contamination (TM 208) | Chemical Inspection | Chemical Inspection | 7C4OQ595 | Potassium Sorbate USP/NF/FCC | Analytical - Chem_81A | NY-Analytical | 792 | Conforms (Done) |  |  |  |  | TM208/220/230/USP/Kao LM
Identification B | Identification | Identification | 7C4OQ595 | Potassium Sorbate USP/NF/FCC | Analytical - Chem_81A | NY-Analytical | 390 | Conforms (Done) |  |  |  |  | TM400/408b/421/422/USP
Identification for Potassium (USP <191>) | Identification | Identification | 7C4OQ595 | Potassium Sorbate USP/NF/FCC | Analytical - Chem_81A | NY-Analytical | 390 | Conforms (Done) |  |  |  |  | TM400/408b/421/422/USP
Odor (TM 208) | Chemical Inspection | Chemical Inspection | 7C4OQ595 | Potassium Sorbate USP/NF/FCC | Analytical - Chem_81A | NY-Analytical | 792 | Conforms (Done) |  |  |  |  | TM208/220/230/USP/Kao LM
Appearance (TM 208) | Chemical Inspection | Chemical Inspection | 7A4OS411 | Povidone Iodine Powder USP/NF | Analytical - Chem_36A | NY-Analytical | 792 | Conforms (Done) |  |  |  |  | TM208/220/230/USP/Kao LM
Assay as is (Without Drying) | Assay | Assay | 7A4OS411 | Povidone Iodine Powder USP/NF | Analytical - Chem_36A | NY-Analytical | 796 |  | % | FDA,1 |  |  | USP
Assay as is Final (Without Drying) | Assay | Assay | 7A4OS411 | Povidone Iodine Powder USP/NF | Analytical - Chem_36A | NY-Analytical | 796 |  | % | FDA,1 |  |  | USP
Assay on Dried Basis | Assay | Assay | 7A4OS411 | Povidone Iodine Powder USP/NF | Analytical - Chem_36A | NY-Analytical | 796 |  | % | FDA,1 | 9 | 12 | USP
Assay on Dried Basis Final | Assay | Assay | 7A4OS411 | Povidone Iodine Powder USP/NF | Analytical - Chem_36A | NY-Analytical | 796 |  | % | FDA,1 | 9 | 12 | USP
Certificate of Analysis | Certificate of Analysis | Certificate of Analysis | 7A4OS411 | Povidone Iodine Powder USP/NF | Analytical - Chem_36A | NY-Analytical | 743 | Conforms (Done) |  |  |  |  | Default
Color (TM 208) | Chemical Inspection | Chemical Inspection | 7A4OS411 | Povidone Iodine Powder USP/NF | Analytical - Chem_36A | NY-Analytical | 792 | Conforms (Done) |  |  |  |  | TM208/220/230/USP/Kao LM
Contamination (TM 208) | Chemical Inspection | Chemical Inspection | 7A4OS411 | Povidone Iodine Powder USP/NF | Analytical - Chem_36A | NY-Analytical | 792 | Conforms (Done) |  |  |  |  | TM208/220/230/USP/Kao LM
Loss on Drying | Loss on Drying | Loss on Drying | 7A4OS411 | Povidone Iodine Powder USP/NF | Analytical - Chem_36A | NY-Analytical | 802 |  | % | FDA,1 |  | 8 | USP
Loss on Drying Final | Loss on Drying | Loss on Drying | 7A4OS411 | Povidone Iodine Powder USP/NF | Analytical - Chem_36A | NY-Analytical | 802 |  | % | FDA,1 |  | 8 | USP
Odor (TM 208) | Chemical Inspection | Chemical Inspection | 7A4OS411 | Povidone Iodine Powder USP/NF | Analytical - Chem_36A | NY-Analytical | 792 | Conforms (Done) |  |  |  |  | TM208/220/230/USP/Kao LM
Appearance (TM 208) | Chemical Inspection | Chemical Inspection | 7O4OP448 | Promidium CO-LQ-(AP) | Analytical - Chem_197A | NY-Analytical | 792 | Conforms (Done) |  |  |  |  | TM208/220/230/USP/Kao LM
Appearance (TM 208) | Chemical Inspection | Chemical Inspection | 7O4OP448 | Promidium CO-LQ-(AP) | Analytical - Chem_208A | NY-Analytical | 792 | Conforms (Done) |  |  |  |  | TM208/220/230/USP/Kao LM
Certificate of Analysis | Certificate of Analysis | Certificate of Analysis | 7O4OP448 | Promidium CO-LQ-(AP) | Analytical - Chem_208A | NY-Analytical | 743 | Conforms (Done) |  |  |  |  | Default
Certificate of Analysis | Certificate of Analysis | Certificate of Analysis | 7O4OP448 | Promidium CO-LQ-(AP) | Analytical - Chem_197A | NY-Analytical | 743 | Conforms (Done) |  |  |  |  | Default
Color (TM 208) | Chemical Inspection | Chemical Inspection | 7O4OP448 | Promidium CO-LQ-(AP) | Analytical - Chem_197A | NY-Analytical | 792 | Conforms (Done) |  |  |  |  | TM208/220/230/USP/Kao LM
Color (TM 230) | Chemical Inspection | Chemical Inspection | 7O4OP448 | Promidium CO-LQ-(AP) | Analytical - Chem_197A | NY-Analytical | 792 |  |  | FDA,1 | 0 | 3 | TM208/220/230/USP/Kao LM
Contamination (TM 208) | Chemical Inspection | Chemical Inspection | 7O4OP448 | Promidium CO-LQ-(AP) | Analytical - Chem_197A | NY-Analytical | 792 | Conforms (Done) |  |  |  |  | TM208/220/230/USP/Kao LM
Contamination (TM 208) | Chemical Inspection | Chemical Inspection | 7O4OP448 | Promidium CO-LQ-(AP) | Analytical - Chem_208A | NY-Analytical | 792 | Conforms (Done) |  |  |  |  | TM208/220/230/USP/Kao LM
IR Identification | Identification | Identification | 7O4OP448 | Promidium CO-LQ-(AP) | Analytical - Chem_208A | NY-Analytical | 390 | Conforms (Done) |  |  |  |  | TM 411
IR Identification | Identification | Identification | 7O4OP448 | Promidium CO-LQ-(AP) | Analytical - Chem_197A | NY-Analytical | 390 | Conforms (Done) |  |  |  |  | TM 411
Odor (TM 208) | Chemical Inspection | Chemical Inspection | 7O4OP448 | Promidium CO-LQ-(AP) | Analytical - Chem_197A | NY-Analytical | 792 | Conforms (Done) |  |  |  |  | TM208/220/230/USP/Kao LM
Odor (TM 208) | Chemical Inspection | Chemical Inspection | 7O4OP448 | Promidium CO-LQ-(AP) | Analytical - Chem_208A | NY-Analytical | 792 | Conforms (Done) |  |  |  |  | TM208/220/230/USP/Kao LM
pH (10% in water) | pH | pH | 7O4OP448 | Promidium CO-LQ-(AP) | Analytical - Chem_197A | NY-Analytical | 398 |  |  | FDA,1 | 9 | 11 | TM 200
Refractive Index | Refractive Index at 25�C | Refractive Index at 25°C | 7O4OP448 | Promidium CO-LQ-(AP) | Analytical - Chem_208A | NY-Analytical | 451 |  |  | FDA,4 | 1.4655 | 1.4855 | TM 204
SG | Specific Gravity at 25�C | Specific Gravity at 25°C | 7O4OP448 | Promidium CO-LQ-(AP) | Analytical - Chem_208A | NY-Analytical | 402 |  |  | FDA,4 | 0.9694 | 0.9894 | TM 202
Certificate of Analysis | Certificate of Analysis | Certificate of Analysis | 7D4OP230 | Propanediol, USP/NF | Analytical - Chem_NY_Zemea_01 | NY-Analytical | 743 | Conforms (Done) |  |  |  |  | Default
Identification A | Identification | Identification | 7D4OP230 | Propanediol, USP/NF | Analytical - Chem_NY_Zemea_01 | NY-Analytical | 390 | Conforms (Done) |  |  |  |  | USP/NF
Identification B | Identification | Identification | 7D4OP230 | Propanediol, USP/NF | Analytical - Chem_NY_Zemea_01 | NY-Analytical | 390 | Conforms (Done) |  |  |  |  | USP/NF
Physical Properties | Appearance | Appearance | 7D4OP230 | Propanediol, USP/NF | Analytical - Chem_NY_Zemea_01 | NY-Analytical | 397 | Conforms (Done) |  |  |  |  | TM 208
Appearance (TM 208) | Chemical Inspection | Chemical Inspection | 7B4OD232 | Propylene Glycol USP | Analytical - Chem_52A | NY-Analytical | 792 | Conforms (Done) |  |  |  |  | TM208/220/230/USP/Kao LM
Appearance (TM 208) | Chemical Inspection | Chemical Inspection | 7B4OD232 | Propylene Glycol USP | Analytical - Chem_52A | NY-Analytical | 792 | [5 empty] | TM208/220/230/USP/Kao LM
Certificate of Analysis | Certificate of Analysis | Certificate of Analysis | 7B4OD232 | Propylene Glycol USP | Analytical - Chem_52A | NY-Analytical | 743 | Conforms (Done) |  |  |  |  | Default
Certificate of Analysis | Certificate of Analysis | Certificate of Analysis | 7B4OD232 | Propylene Glycol USP | Analytical - Chem_52A | NY-Analytical | 743 | [5 empty] | Default
Color (TM 208) | Chemical Inspection | Chemical Inspection | 7B4OD232 | Propylene Glycol USP | Analytical - Chem_52A | NY-Analytical | 792 | Conforms (Done) |  |  |  |  | TM208/220/230/USP/Kao LM
Color (TM 208) | Chemical Inspection | Chemical Inspection | 7B4OD232 | Propylene Glycol USP | Analytical - Chem_52A | NY-Analytical | 792 | [5 empty] | TM208/220/230/USP/Kao LM
Contamination (TM 208) | Chemical Inspection | Chemical Inspection | 7B4OD232 | Propylene Glycol USP | Analytical - Chem_52A | NY-Analytical | 792 | Conforms (Done) |  |  |  |  | TM208/220/230/USP/Kao LM
Contamination (TM 208) | Chemical Inspection | Chemical Inspection | 7B4OD232 | Propylene Glycol USP | Analytical - Chem_52A | NY-Analytical | 792 | [5 empty] | TM208/220/230/USP/Kao LM
IR Identification | Identification | Identification | 7B4OD232 | Propylene Glycol USP | Analytical - Chem_52A | NY-Analytical | 390 | Conforms (Done) |  |  |  |  | TM 411
Odor (TM 208) | Chemical Inspection | Chemical Inspection | 7B4OD232 | Propylene Glycol USP | Analytical - Chem_52A | NY-Analytical | 792 | [5 empty] | TM208/220/230/USP/Kao LM
Odor (TM 208) | Chemical Inspection | Chemical Inspection | 7B4OD232 | Propylene Glycol USP | Analytical - Chem_52A | NY-Analytical | 792 | Conforms (Done) |  |  |  |  | TM208/220/230/USP/Kao LM
SG | Specific Gravity at 25�C | Specific Gravity at 25°C | 7B4OD232 | Propylene Glycol USP | Analytical - Chem_52A | NY-Analytical | 402 |  |  | FDA,3 | 1.035 | 1.037 | TM 202
Appearance (TM 208) | Chemical Inspection | Chemical Inspection | 7D4OD232 | Propylparaben USP | Analytical - Chem_NY_Methylparaben NF/USP | NY-Analytical | 792 | [5 empty] | TM208/220/230/USP/Kao LM
Appearance (TM 208) | Chemical Inspection | Chemical Inspection | 7D4OD232 | Propylparaben USP | Analytical - Chem_NY_Propylparaben USP | NY-Analytical | 792 | Conforms (Done) |  |  |  |  | TM208/220/230/USP/Kao LM
Assay | Assay | Assay | 7D4OD232 | Propylparaben USP | Analytical - Chem_NY_Propylparaben USP | NY-Analytical | 796 |  | % | FDA,1 | 98 | 102 | USP/NF
Assay | Assay | Assay | 7D4OD232 | Propylparaben USP | Analytical - Chem_NY_Methylparaben NF/USP | NY-Analytical | 796 |  | % | FDA,1 | 98 | 102 | USP/NF
Assay Final | Assay | Assay | 7D4OD232 | Propylparaben USP | Analytical - Chem_NY_Propylparaben USP | NY-Analytical | 796 |  | % | FDA,1 | 98 | 102 | USP/NF
Assay Final | Assay | Assay | 7D4OD232 | Propylparaben USP | Analytical - Chem_NY_Methylparaben NF/USP | NY-Analytical | 796 |  | % | FDA,1 | 98 | 102 | USP/NF
Certificate of Analysis | Certificate of Analysis | Certificate of Analysis | 7D4OD232 | Propylparaben USP | Analytical - Chem_NY_Propylparaben USP | NY-Analytical | 743 | Conforms (Done) |  |  |  |  | Default
Certificate of Analysis | Certificate of Analysis | Certificate of Analysis | 7D4OD232 | Propylparaben USP | Analytical - Chem_NY_Methylparaben NF/USP | NY-Analytical | 743 | [5 empty] | Default
Contamination (TM 208) | Chemical Inspection | Chemical Inspection | 7D4OD232 | Propylparaben USP | Analytical - Chem_NY_Propylparaben USP | NY-Analytical | 792 | Conforms (Done) |  |  |  |  | TM208/220/230/USP/Kao LM
Contamination (TM 208) | Chemical Inspection | Chemical Inspection | 7D4OD232 | Propylparaben USP | Analytical - Chem_NY_Methylparaben NF/USP | NY-Analytical | 792 | [5 empty] | TM208/220/230/USP/Kao LM
IR Identification | Identification | Identification | 7D4OD232 | Propylparaben USP | Analytical - Chem_NY_Propylparaben USP | NY-Analytical | 390 | Conforms (Done) |  |  |  |  | USP <197M>
IR Identification | Identification | Identification | 7D4OD232 | Propylparaben USP | Analytical - Chem_NY_Methylparaben NF/USP | NY-Analytical | 390 | [5 empty] | TM 411
Odor (TM 208) | Chemical Inspection | Chemical Inspection | 7D4OD232 | Propylparaben USP | Analytical - Chem_NY_Propylparaben USP | NY-Analytical | 792 | Conforms (Done) |  |  |  |  | TM208/220/230/USP/Kao LM
Odor (TM 208) | Chemical Inspection | Chemical Inspection | 7D4OD232 | Propylparaben USP | Analytical - Chem_NY_Methylparaben NF/USP | NY-Analytical | 792 | [5 empty] | TM208/220/230/USP/Kao LM
Appearance (TM 208) | Chemical Inspection | Chemical Inspection | 7B4GB598 | Pumice | Analytical - Chem_45A | NY-Analytical | 792 | Conforms (Done) |  |  |  |  | TM208/220/230/USP/Kao LM
Certificate of Analysis | Certificate of Analysis | Certificate of Analysis | 7B4GB598 | Pumice | Analytical - Chem_45A | NY-Analytical | 743 | Conforms (Done) |  |  |  |  | Default
Color (TM 208) | Chemical Inspection | Chemical Inspection | 7B4GB598 | Pumice | Analytical - Chem_45A | NY-Analytical | 792 | Conforms (Done) |  |  |  |  | TM208/220/230/USP/Kao LM
Contamination (TM 208) | Chemical Inspection | Chemical Inspection | 7B4GB598 | Pumice | Analytical - Chem_45A | NY-Analytical | 792 | Conforms (Done) |  |  |  |  | TM208/220/230/USP/Kao LM
Odor (TM 208) | Chemical Inspection | Chemical Inspection | 7B4GB598 | Pumice | Analytical - Chem_45A | NY-Analytical | 792 | Conforms (Done) |  |  |  |  | TM208/220/230/USP/Kao LM
Certificate of Analysis | Certificate of Analysis | Certificate of Analysis | 7G4OP027 | SD Alcohol 40-B 200 Proof | Analytical - Chem_NY_SD Alcohol 40-B 200 Proof_ADM | NY-Analytical | 743 | Conforms (Done) |  |  |  |  | Default
Certificate of Analysis | Certificate of Analysis | Certificate of Analysis | 7G4OP027 | SD Alcohol 40-B 200 Proof | Analytical - Chem_NY_SD Alcohol 40-B 200 Proof_Equistar_ MGP_ Grain | NY-Analytical | 743 | Conforms (Done) |  |  |  |  | Default
Certificate of Analysis | Certificate of Analysis | Certificate of Analysis | 7G4OP027 | SD Alcohol 40-B 200 Proof | Analytical - Chem_NY_SD Alcohol 40-B 200 Proof_Equistar_ MGP_ Grain | NY-Analytical | 743 | [5 empty] | Default
Certificate of Analysis | Certificate of Analysis | Certificate of Analysis | 7G4OP027 | SD Alcohol 40-B 200 Proof | Analytical - Chem_NY_SD Alcohol 40-B 200 Proof_ADM | NY-Analytical | 743 | [5 empty] | Default
Appearance (TM 208) | Chemical Inspection | Chemical Inspection | 7ACHE61P | Sodium Benzoate EDF NF/FCC | Analytical-Chem_NY_Sodium Benzoate | NY-Analytical | 792 | Conforms (Done) |  |  |  |  | TM 208
Appearance (TM 208) | Chemical Inspection | Chemical Inspection | 7O4OM666 | Sodium Benzoate EDF NF/FCC | Analytical-Chem_NY_Sodium Benzoate EDF NF/FCC | NY-Analytical | 792 | Conforms (Done) |  |  |  |  | TM 208
Appearance (TM 208) | Chemical Inspection | Chemical Inspection | 7O4OM666 | Sodium Benzoate EDF NF/FCC | Analytical-Chem_NY_Sodium Benzoate EDF NF/FCC | NY-Analytical | 792 | [5 empty] | TM 208
Certificate of Analysis | Certificate of Analysis | Certificate of Analysis | 7ACHE61P | Sodium Benzoate EDF NF/FCC | Analytical-Chem_NY_Sodium Benzoate | NY-Analytical | 743 | Conforms (Done) |  |  |  |  | Default
Certificate of Analysis | Certificate of Analysis | Certificate of Analysis | 7O4OM666 | Sodium Benzoate EDF NF/FCC | Analytical-Chem_NY_Sodium Benzoate EDF NF/FCC | NY-Analytical | 743 | Conforms (Done) |  |  |  |  | Default
Certificate of Analysis | Certificate of Analysis | Certificate of Analysis | 7O4OM666 | Sodium Benzoate EDF NF/FCC | Analytical-Chem_NY_Sodium Benzoate EDF NF/FCC | NY-Analytical | 743 | [5 empty] | Default
Color (TM 208) | Chemical Inspection | Chemical Inspection | 7ACHE61P | Sodium Benzoate EDF NF/FCC | Analytical-Chem_NY_Sodium Benzoate | NY-Analytical | 792 | Conforms (Done) |  |  |  |  | TM 208
Color (TM 208) | Chemical Inspection | Chemical Inspection | 7O4OM666 | Sodium Benzoate EDF NF/FCC | Analytical-Chem_NY_Sodium Benzoate EDF NF/FCC | NY-Analytical | 792 | [5 empty] | TM 208
Color (TM 208) | Chemical Inspection | Chemical Inspection | 7O4OM666 | Sodium Benzoate EDF NF/FCC | Analytical-Chem_NY_Sodium Benzoate EDF NF/FCC | NY-Analytical | 792 | Conforms (Done) |  |  |  |  | TM 208
Contamination (TM 208) | Chemical Inspection | Chemical Inspection | 7ACHE61P | Sodium Benzoate EDF NF/FCC | Analytical-Chem_NY_Sodium Benzoate | NY-Analytical | 792 | Conforms (Done) |  |  |  |  | TM 208
Contamination (TM 208) | Chemical Inspection | Chemical Inspection | 7O4OM666 | Sodium Benzoate EDF NF/FCC | Analytical-Chem_NY_Sodium Benzoate EDF NF/FCC | NY-Analytical | 792 | Conforms (Done) |  |  |  |  | TM 208
Contamination (TM 208) | Chemical Inspection | Chemical Inspection | 7O4OM666 | Sodium Benzoate EDF NF/FCC | Analytical-Chem_NY_Sodium Benzoate EDF NF/FCC | NY-Analytical | 792 | [5 empty] | TM 208
IR Identification | Identification | Identification | 7ACHE61P | Sodium Benzoate EDF NF/FCC | Analytical-Chem_NY_Sodium Benzoate | NY-Analytical | 390 | Conforms (Done) |  |  |  |  | TM 411
IR Identification | Identification | Identification | 7O4OM666 | Sodium Benzoate EDF NF/FCC | Analytical-Chem_NY_Sodium Benzoate EDF NF/FCC | NY-Analytical | 390 | Conforms (Done) |  |  |  |  | TM 411
IR Identification | Identification | Identification | 7O4OM666 | Sodium Benzoate EDF NF/FCC | Analytical-Chem_NY_Sodium Benzoate EDF NF/FCC | NY-Analytical | 390 | [5 empty] | TM 411
Odor (TM 208) | Chemical Inspection | Chemical Inspection | 7ACHE61P | Sodium Benzoate EDF NF/FCC | Analytical-Chem_NY_Sodium Benzoate | NY-Analytical | 792 | Conforms (Done) |  |  |  |  | TM 208
Odor (TM 208) | Chemical Inspection | Chemical Inspection | 7O4OM666 | Sodium Benzoate EDF NF/FCC | Analytical-Chem_NY_Sodium Benzoate EDF NF/FCC | NY-Analytical | 792 | [5 empty] | TM 208
Odor (TM 208) | Chemical Inspection | Chemical Inspection | 7O4OM666 | Sodium Benzoate EDF NF/FCC | Analytical-Chem_NY_Sodium Benzoate EDF NF/FCC | NY-Analytical | 792 | Conforms (Done) |  |  |  |  | TM 208
Appearance (TM 208) | Chemical Inspection | Chemical Inspection | 7E4OD232 | Sodium Carbonate Anhydrous | Analytical - Chem_97A | NY-Analytical | 792 | Conforms (Done) |  |  |  |  | TM208/220/230/USP/Kao LM
Certificate of Analysis | Certificate of Analysis | Certificate of Analysis | 7E4OD232 | Sodium Carbonate Anhydrous | Analytical - Chem_97A | NY-Analytical | 743 | Conforms (Done) |  |  |  |  | Default
Color (TM 208) | Chemical Inspection | Chemical Inspection | 7E4OD232 | Sodium Carbonate Anhydrous | Analytical - Chem_97A | NY-Analytical | 792 | Conforms (Done) |  |  |  |  | TM208/220/230/USP/Kao LM
Contamination (TM 208) | Chemical Inspection | Chemical Inspection | 7E4OD232 | Sodium Carbonate Anhydrous | Analytical - Chem_97A | NY-Analytical | 792 | Conforms (Done) |  |  |  |  | TM208/220/230/USP/Kao LM
IR Identification | Identification | Identification | 7E4OD232 | Sodium Carbonate Anhydrous | Analytical - Chem_97A | NY-Analytical | 390 | Conforms (Done) |  |  |  |  | TM 411
Odor (TM 208) | Chemical Inspection | Chemical Inspection | 7E4OD232 | Sodium Carbonate Anhydrous | Analytical - Chem_97A | NY-Analytical | 792 | Conforms (Done) |  |  |  |  | TM208/220/230/USP/Kao LM
Appearance (TM 208) | Chemical Inspection | Chemical Inspection | 7A4FD110 | Sodium Chloride USP/NF | Analytical - Chem_Sodium Chloride USP/NF | NY-Analytical | 792 | Conforms (Done) |  |  |  |  | TM208/220/230/USP/Kao LM
Assay on Dried Basis | Assay | Assay | 7A4FD110 | Sodium Chloride USP/NF | Analytical - Chem_Sodium Chloride USP/NF | NY-Analytical | 796 |  | % | FDA,1 | 99 | 100.5 | USP <541>
Assay on Dried Basis Final | Assay | Assay | 7A4FD110 | Sodium Chloride USP/NF | Analytical - Chem_Sodium Chloride USP/NF | NY-Analytical | 796 |  | % | FDA,1 | 99 | 100.5 | USP <541>
Certificate of Analysis | Certificate of Analysis | Certificate of Analysis | 7A4FD110 | Sodium Chloride USP/NF | Analytical - Chem_Sodium Chloride USP/NF | NY-Analytical | 743 | Conforms (Done) |  |  |  |  | Default
Color (TM 208) | Chemical Inspection | Chemical Inspection | 7A4FD110 | Sodium Chloride USP/NF | Analytical - Chem_Sodium Chloride USP/NF | NY-Analytical | 792 | Conforms (Done) |  |  |  |  | TM208/220/230/USP/Kao LM
Contamination (TM 208) | Chemical Inspection | Chemical Inspection | 7A4FD110 | Sodium Chloride USP/NF | Analytical - Chem_Sodium Chloride USP/NF | NY-Analytical | 792 | Conforms (Done) |  |  |  |  | TM208/220/230/USP/Kao LM
Identification for Chloride (USP <191>) | Identification | Identification | 7A4FD110 | Sodium Chloride USP/NF | Analytical - Chem_Sodium Chloride USP/NF | NY-Analytical | 390 | Conforms (Done) |  |  |  |  | TM400/408b/421/422/USP
Identification for Sodium (USP <191>) | Identification | Identification | 7A4FD110 | Sodium Chloride USP/NF | Analytical - Chem_Sodium Chloride USP/NF | NY-Analytical | 390 | Conforms (Done) |  |  |  |  | TM400/408b/421/422/USP
Loss on Drying | Loss on Drying | Loss on Drying | 7A4FD110 | Sodium Chloride USP/NF | Analytical - Chem_Sodium Chloride USP/NF | NY-Analytical | 802 |  | % | FDA,1 |  | 0.5 | USP
Loss on Drying Final | Loss on Drying | Loss on Drying | 7A4FD110 | Sodium Chloride USP/NF | Analytical - Chem_Sodium Chloride USP/NF | NY-Analytical | 802 |  | % | FDA,1 |  | 0.5 | USP
Odor (TM 208) | Chemical Inspection | Chemical Inspection | 7A4FD110 | Sodium Chloride USP/NF | Analytical - Chem_Sodium Chloride USP/NF | NY-Analytical | 792 | Conforms (Done) |  |  |  |  | TM208/220/230/USP/Kao LM
Certificate of Analysis | Certificate of Analysis | Certificate of Analysis | 7B4OP284 | Sodium Citrate USP | Analytical-Chem_NY_Sodium Citrate USP | NY-Analytical | 743 | Conforms (Done) |  |  |  |  | Default
Identification A - Sodium | Identification - USP | Identification USP | 7B4OP284 | Sodium Citrate USP | Analytical-Chem_NY_Sodium Citrate USP | NY-Analytical | 813 | Conforms (Done) |  |  |  |  | USP
Identification B - Citrate | Identification - USP | Identification USP | 7B4OP284 | Sodium Citrate USP | Analytical-Chem_NY_Sodium Citrate USP | NY-Analytical | 813 | Conforms (Done) |  |  |  |  | USP
Identification C | Identification - USP | Identification USP | 7B4OP284 | Sodium Citrate USP | Analytical-Chem_NY_Sodium Citrate USP | NY-Analytical | 813 | Conforms (Done) |  |  |  |  | USP
Certificate of Analysis | Certificate of Analysis | Certificate of Analysis | 7C4FD110 | Sodium Hydroxide Pellets NF/FCC | Analytical - Chem_69A | NY-Analytical | 743 | Conforms (Done) |  |  |  |  | Default
Identification B | Identification | Identification | 7C4FD110 | Sodium Hydroxide Pellets NF/FCC | Analytical - Chem_69A | NY-Analytical | 390 | Conforms (Done) |  |  |  |  | USP
Identification for Sodium (USP <191>) | Identification | Identification | 7C4FD110 | Sodium Hydroxide Pellets NF/FCC | Analytical - Chem_69A | NY-Analytical | 390 | Conforms (Done) |  |  |  |  | USP
% NaOCl by weight (calc) | % NaOCl | Bleach | 7O4OU225 | Sodium Hypochlorite 12.5% | Analytical - Chem_NY_Sodium Hypochlorite 12.5% | NY-Analytical | 807 |  | % | FDA,2 | 11.5 | 14 | TM 366
% NaOCl by weight Final (calc) | % NaOCl | Bleach | 7O4OU225 | Sodium Hypochlorite 12.5% | Analytical - Chem_NY_Sodium Hypochlorite 12.5% | NY-Analytical | 807 |  | % | FDA,2 | 11.5 | 14 | TM 366
Appearance (TM 208) | Chemical Inspection | Chemical Inspection | 7O4OU225 | Sodium Hypochlorite 12.5% | Analytical - Chem_NY_Sodium Hypochlorite 12.5% | NY-Analytical | 792 | Conforms (Done) |  |  |  |  | TM208/220/230/USP/Kao LM
Appearance (TM 208) | Chemical Inspection | Chemical Inspection | 7O4OU225 | Sodium Hypochlorite 12.5% | Analytical - Chem_NY_Sodium Hypochlorite 12.5% | NY-Analytical | 792 | [5 empty] | TM208/220/230/USP/Kao LM
Certificate of Analysis | Certificate of Analysis | Certificate of Analysis | 7O4OU225 | Sodium Hypochlorite 12.5% | Analytical - Chem_NY_Sodium Hypochlorite 12.5% | NY-Analytical | 743 | Conforms (Done) |  |  |  |  | Default
Certificate of Analysis | Certificate of Analysis | Certificate of Analysis | 7O4OU225 | Sodium Hypochlorite 12.5% | Analytical - Chem_NY_Sodium Hypochlorite 12.5% | NY-Analytical | 743 | [5 empty] | Default
Color (TM 208) | Chemical Inspection | Chemical Inspection | 7O4OU225 | Sodium Hypochlorite 12.5% | Analytical - Chem_NY_Sodium Hypochlorite 12.5% | NY-Analytical | 792 | [5 empty] | TM208/220/230/USP/Kao LM
Color (TM 208) | Chemical Inspection | Chemical Inspection | 7O4OU225 | Sodium Hypochlorite 12.5% | Analytical - Chem_NY_Sodium Hypochlorite 12.5% | NY-Analytical | 792 | Conforms (Done) |  |  |  |  | TM208/220/230/USP/Kao LM
pH (10% Solution) | pH | pH | 7O4OU225 | Sodium Hypochlorite 12.5% | Analytical - Chem_NY_Sodium Hypochlorite 12.5% | NY-Analytical | 398 |  |  | FDA,1 | 10.5 | 13 | TM 200
Sample Weight (g) | % NaOCl | Bleach | 7O4OU225 | Sodium Hypochlorite 12.5% | Analytical - Chem_NY_Sodium Hypochlorite 12.5% | NY-Analytical | 807 |  | g | FDA,4 |  |  | TM 366
Titrant End Volume (mL) | % NaOCl | Bleach | 7O4OU225 | Sodium Hypochlorite 12.5% | Analytical - Chem_NY_Sodium Hypochlorite 12.5% | NY-Analytical | 807 |  | mL | FDA,1 |  |  | TM 366
Titrant Start Volume (mL) | % NaOCl | Bleach | 7O4OU225 | Sodium Hypochlorite 12.5% | Analytical - Chem_NY_Sodium Hypochlorite 12.5% | NY-Analytical | 807 |  | mL | FDA,1 |  |  | TM 366
Total Volume of Titrant (mL) | % NaOCl | Bleach | 7O4OU225 | Sodium Hypochlorite 12.5% | Analytical - Chem_NY_Sodium Hypochlorite 12.5% | NY-Analytical | 807 |  | mL | FDA,1 |  |  | TM 366
Appearance (TM 208) | Chemical Inspection | Chemical Inspection | 7C4OP065 | Sodium Lauroamphoacetate 30% | Analytical - Chem_NY_ Sodium Lauroamphoacetate 30% | NY-Analytical | 792 | Conforms (Done) |  |  |  |  | TM 208
Certificate of Analysis | Certificate of Analysis | Certificate of Analysis | 7C4OP065 | Sodium Lauroamphoacetate 30% | Analytical - Chem_NY_ Sodium Lauroamphoacetate 30% | NY-Analytical | 743 | Conforms (Done) |  |  |  |  | Default
Color (TM 208) | Chemical Inspection | Chemical Inspection | 7C4OP065 | Sodium Lauroamphoacetate 30% | Analytical - Chem_NY_ Sodium Lauroamphoacetate 30% | NY-Analytical | 792 | Conforms (Done) |  |  |  |  | TM 208
Contamination (TM 208) | Chemical Inspection | Chemical Inspection | 7C4OP065 | Sodium Lauroamphoacetate 30% | Analytical - Chem_NY_ Sodium Lauroamphoacetate 30% | NY-Analytical | 792 | Conforms (Done) |  |  |  |  | TM 208
IR Identification (TM 411) | Identification | Identification | 7C4OP065 | Sodium Lauroamphoacetate 30% | Analytical - Chem_NY_ Sodium Lauroamphoacetate 30% | NY-Analytical | 390 | Conforms (Done) |  |  |  |  | TM 411
Odor (TM 208) | Chemical Inspection | Chemical Inspection | 7C4OP065 | Sodium Lauroamphoacetate 30% | Analytical - Chem_NY_ Sodium Lauroamphoacetate 30% | NY-Analytical | 792 | Conforms (Done) |  |  |  |  | TM 208
pH (1 in 20 solution) | pH | pH | 7C4OP065 | Sodium Lauroamphoacetate 30% | Analytical - Chem_NY_ Sodium Lauroamphoacetate 30% | NY-Analytical | 398 |  |  | FDA,1 | 9 | 9.5 | TM 200
Appearance (TM 208) | Chemical Inspection | Chemical Inspection | 7A4OQ890 | Sodium Metasilicate Pentahydrate | Analytical - Chem_34A | NY-Analytical | 792 | Conforms (Done) |  |  |  |  | TM208/220/230/USP/Kao LM
Certificate of Analysis | Certificate of Analysis | Certificate of Analysis | 7A4OQ890 | Sodium Metasilicate Pentahydrate | Analytical - Chem_34A | NY-Analytical | 743 | Conforms (Done) |  |  |  |  | Default
Color (TM 208) | Chemical Inspection | Chemical Inspection | 7A4OQ890 | Sodium Metasilicate Pentahydrate | Analytical - Chem_34A | NY-Analytical | 792 | Conforms (Done) |  |  |  |  | TM208/220/230/USP/Kao LM
Contamination (TM 208) | Chemical Inspection | Chemical Inspection | 7A4OQ890 | Sodium Metasilicate Pentahydrate | Analytical - Chem_34A | NY-Analytical | 792 | Conforms (Done) |  |  |  |  | TM208/220/230/USP/Kao LM
Odor (TM 208) | Chemical Inspection | Chemical Inspection | 7A4OQ890 | Sodium Metasilicate Pentahydrate | Analytical - Chem_34A | NY-Analytical | 792 | Conforms (Done) |  |  |  |  | TM208/220/230/USP/Kao LM
Appearance (TM 208) | Chemical Inspection | Chemical Inspection | 7A4OB223 | Sodium Thiosulfate | Analytical - Chem_189A | NY-Analytical | 792 | Conforms (Done) |  |  |  |  | TM208/220/230/USP/Kao LM
Certificate of Analysis | Certificate of Analysis | Certificate of Analysis | 7A4OB223 | Sodium Thiosulfate | Analytical - Chem_189A | NY-Analytical | 743 | Conforms (Done) |  |  |  |  | Default
Color (TM 208) | Chemical Inspection | Chemical Inspection | 7A4OB223 | Sodium Thiosulfate | Analytical - Chem_189A | NY-Analytical | 792 | Conforms (Done) |  |  |  |  | TM208/220/230/USP/Kao LM
Contamination (TM 208) | Chemical Inspection | Chemical Inspection | 7A4OB223 | Sodium Thiosulfate | Analytical - Chem_189A | NY-Analytical | 792 | Conforms (Done) |  |  |  |  | TM208/220/230/USP/Kao LM
IR Identification | Identification | Identification | 7A4OB223 | Sodium Thiosulfate | Analytical - Chem_189A | NY-Analytical | 390 | Conforms (Done) |  |  |  |  | TM 411
Odor (TM 208) | Chemical Inspection | Chemical Inspection | 7A4OB223 | Sodium Thiosulfate | Analytical - Chem_189A | NY-Analytical | 792 | Conforms (Done) |  |  |  |  | TM208/220/230/USP/Kao LM
Appearance (TM 208) | Chemical Inspection | Chemical Inspection | 7A4OA347 | Sodium-L (+)-Lactate 60% | Analytical-Chem_NY_Sodium-L(+) Lactate 60% | NY-Analytical | 792 | Conforms (Done) |  |  |  |  | TM208/220/230/USP/Kao LM
Certificate of Analysis | Certificate of Analysis | Certificate of Analysis | 7A4OA347 | Sodium-L (+)-Lactate 60% | Analytical-Chem_NY_Sodium-L(+) Lactate 60% | NY-Analytical | 743 | Conforms (Done) |  |  |  |  | Default
Color (TM 208) | Chemical Inspection | Chemical Inspection | 7A4OA347 | Sodium-L (+)-Lactate 60% | Analytical-Chem_NY_Sodium-L(+) Lactate 60% | NY-Analytical | 792 | Conforms (Done) |  |  |  |  | TM208/220/230/USP/Kao LM
Contamination (TM 208) | Chemical Inspection | Chemical Inspection | 7A4OA347 | Sodium-L (+)-Lactate 60% | Analytical-Chem_NY_Sodium-L(+) Lactate 60% | NY-Analytical | 792 | Conforms (Done) |  |  |  |  | TM208/220/230/USP/Kao LM
IR Identification | Identification | Identification | 7A4OA347 | Sodium-L (+)-Lactate 60% | Analytical-Chem_NY_Sodium-L(+) Lactate 60% | NY-Analytical | 390 | Conforms (Done) |  |  |  |  | TM 411
Odor (TM 208) | Chemical Inspection | Chemical Inspection | 7A4OA347 | Sodium-L (+)-Lactate 60% | Analytical-Chem_NY_Sodium-L(+) Lactate 60% | NY-Analytical | 792 | Conforms (Done) |  |  |  |  | TM208/220/230/USP/Kao LM
pH (1 in 20 solution) | pH | pH | 7A4OA347 | Sodium-L (+)-Lactate 60% | Analytical-Chem_NY_Sodium-L(+) Lactate 60% | NY-Analytical | 398 |  |  | FDA,1 | 6.5 | 7.5 | TM 200
Acidity (calc) | Acidity | Acidity | 7A4OS407 | Solumed Isopropyl Alcohol 99% USP | Analytical - Chem_NY_Solumed Isopropyl Alcohol 99% USP | NY-Analytical | 795 |  | mL | FDA,2 |  | 0.7 | USP
Acidity Final (Calc) | Acidity | Acidity | 7A4OS407 | Solumed Isopropyl Alcohol 99% USP | Analytical - Chem_NY_Solumed Isopropyl Alcohol 99% USP | NY-Analytical | 795 |  | mL | FDA,2 |  | 0.7 | USP
Assay | Assay | Assay | 7A4OS407 | Solumed Isopropyl Alcohol 99% USP | Analytical - Chem_NY_Solumed Isopropyl Alcohol 99% USP | NY-Analytical | 796 |  | % | FDA,1 | 99 |  | USP
Assay Final | Assay | Assay | 7A4OS407 | Solumed Isopropyl Alcohol 99% USP | Analytical - Chem_NY_Solumed Isopropyl Alcohol 99% USP | NY-Analytical | 796 |  | % | FDA,1 | 99 |  | USP
Certificate of Analysis | Certificate of Analysis | Certificate of Analysis | 7A4OS407 | Solumed Isopropyl Alcohol 99% USP | Analytical - Chem_NY_Solumed Isopropyl Alcohol 99% USP | NY-Analytical | 743 | Conforms (Done) |  |  |  |  | Default
Description | Chemical Inspection | Chemical Inspection | 7A4OS407 | Solumed Isopropyl Alcohol 99% USP | Analytical - Chem_NY_Solumed Isopropyl Alcohol 99% USP | NY-Analytical | 792 | Conforms (Done) |  |  |  |  | ORGANOLEPTIC
End Weight (g) | Nonvolatile Residue | Nonvolatile Residue | 7A4OS407 | Solumed Isopropyl Alcohol 99% USP | Analytical - Chem_NY_Solumed Isopropyl Alcohol 99% USP | NY-Analytical | 797 |  | g | FDA,4 |  |  | USP
IR Identification | Identification | Identification | 7A4OS407 | Solumed Isopropyl Alcohol 99% USP | Analytical - Chem_NY_Solumed Isopropyl Alcohol 99% USP | NY-Analytical | 390 | Conforms (Done) |  |  |  |  | USP <197F>
Nonvolatile Residue (calc) | Nonvolatile Residue | Nonvolatile Residue | 7A4OS407 | Solumed Isopropyl Alcohol 99% USP | Analytical - Chem_NY_Solumed Isopropyl Alcohol 99% USP | NY-Analytical | 797 |  | % | FDA,3 |  | 0.005 | USP
Nonvolatile Residue Final (calc) | Nonvolatile Residue | Nonvolatile Residue | 7A4OS407 | Solumed Isopropyl Alcohol 99% USP | Analytical - Chem_NY_Solumed Isopropyl Alcohol 99% USP | NY-Analytical | 797 |  | % | FDA,3 |  | 0.005 | USP
Refractive Index at 20°C | Refractive Index at 20°C | Refractive Index at 20°C | 7A4OS407 | Solumed Isopropyl Alcohol 99% USP | Analytical - Chem_NY_Solumed Isopropyl Alcohol 99% USP | NY-Analytical | 798 |  |  | FDA,3 | 1.376 | 1.378 | USP
SG | Specific Gravity at 25�C | Specific Gravity at 25°C | 7A4OS407 | Solumed Isopropyl Alcohol 99% USP | Analytical - Chem_NY_Solumed Isopropyl Alcohol 99% USP | NY-Analytical | 402 |  |  | FDA,3 | 0.783 | 0.787 | USP/NF <841>
Start Weight (g) | Nonvolatile Residue | Nonvolatile Residue | 7A4OS407 | Solumed Isopropyl Alcohol 99% USP | Analytical - Chem_NY_Solumed Isopropyl Alcohol 99% USP | NY-Analytical | 797 |  | g | FDA,4 |  |  | USP
Titrant End Volume (mL) | Acidity | Acidity | 7A4OS407 | Solumed Isopropyl Alcohol 99% USP | Analytical - Chem_NY_Solumed Isopropyl Alcohol 99% USP | NY-Analytical | 795 |  | mL | FDA,2 |  |  | USP
Titrant Start Volume (mL) | Acidity | Acidity | 7A4OS407 | Solumed Isopropyl Alcohol 99% USP | Analytical - Chem_NY_Solumed Isopropyl Alcohol 99% USP | NY-Analytical | 795 |  | mL | FDA,2 |  |  | USP
Weight of Residue (g) | Nonvolatile Residue | Nonvolatile Residue | 7A4OS407 | Solumed Isopropyl Alcohol 99% USP | Analytical - Chem_NY_Solumed Isopropyl Alcohol 99% USP | NY-Analytical | 797 |  | g | FDA,4 |  |  | USP
Appearance (TM 208) | Chemical Inspection | Chemical Inspection | 7B4OQ214 | Sorbic Acid/FCC | Analytical - Chem_62A | NY-Analytical | 792 | Conforms (Done) |  |  |  |  | TM208/220/230/USP/Kao LM
Certificate of Analysis | Certificate of Analysis | Certificate of Analysis | 7B4OQ214 | Sorbic Acid/FCC | Analytical - Chem_62A | NY-Analytical | 743 | Conforms (Done) |  |  |  |  | Default
Color (TM 208) | Chemical Inspection | Chemical Inspection | 7B4OQ214 | Sorbic Acid/FCC | Analytical - Chem_62A | NY-Analytical | 792 | Conforms (Done) |  |  |  |  | TM208/220/230/USP/Kao LM
Contamination (TM 208) | Chemical Inspection | Chemical Inspection | 7B4OQ214 | Sorbic Acid/FCC | Analytical - Chem_62A | NY-Analytical | 792 | Conforms (Done) |  |  |  |  | TM208/220/230/USP/Kao LM
IR Identification | Identification | Identification | 7B4OQ214 | Sorbic Acid/FCC | Analytical - Chem_62A | NY-Analytical | 390 | Conforms (Done) |  |  |  |  | TM 411
Odor (TM 208) | Chemical Inspection | Chemical Inspection | 7B4OQ214 | Sorbic Acid/FCC | Analytical - Chem_62A | NY-Analytical | 792 | Conforms (Done) |  |  |  |  | TM208/220/230/USP/Kao LM
Appearance (TM 208) | Chemical Inspection | Chemical Inspection | 7B4OQ028 | Sorbitan Monolaurate | Analytical-Chem_NY_Sorbitan Monolaurate | NY-Analytical | 792 | Conforms (Done) |  |  |  |  | TM208/220/230/USP/Kao LM
Certificate of Analysis | Certificate of Analysis | Certificate of Analysis | 7B4OQ028 | Sorbitan Monolaurate | Analytical-Chem_NY_Sorbitan Monolaurate | NY-Analytical | 743 | Conforms (Done) |  |  |  |  | Default
Color (TM 208) | Chemical Inspection | Chemical Inspection | 7B4OQ028 | Sorbitan Monolaurate | Analytical-Chem_NY_Sorbitan Monolaurate | NY-Analytical | 792 | Conforms (Done) |  |  |  |  | TM208/220/230/USP/Kao LM
Contamination (TM 208) | Chemical Inspection | Chemical Inspection | 7B4OQ028 | Sorbitan Monolaurate | Analytical-Chem_NY_Sorbitan Monolaurate | NY-Analytical | 792 | Conforms (Done) |  |  |  |  | TM208/220/230/USP/Kao LM
IR Identification | Identification | Identification | 7B4OQ028 | Sorbitan Monolaurate | Analytical-Chem_NY_Sorbitan Monolaurate | NY-Analytical | 390 | Conforms (Done) |  |  |  |  | TM 411
Odor (TM 208) | Chemical Inspection | Chemical Inspection | 7B4OQ028 | Sorbitan Monolaurate | Analytical-Chem_NY_Sorbitan Monolaurate | NY-Analytical | 792 | Conforms (Done) |  |  |  |  | TM208/220/230/USP/Kao LM
Appearance (TM 208) | Chemical Inspection | Chemical Inspection | 7O4OQ342 | Sport Wipe Fragrance | Analytical - Chem_166A | NY-Analytical | 792 | Conforms (Done) |  |  |  |  | TM208/220/230/USP/Kao LM
Certificate of Analysis | Certificate of Analysis | Certificate of Analysis | 7O4OQ342 | Sport Wipe Fragrance | Analytical - Chem_166A | NY-Analytical | 743 | Conforms (Done) |  |  |  |  | Default
Color (TM 208) | Chemical Inspection | Chemical Inspection | 7O4OQ342 | Sport Wipe Fragrance | Analytical - Chem_166A | NY-Analytical | 792 | Conforms (Done) |  |  |  |  | TM208/220/230/USP/Kao LM
Contamination (TM 208) | Chemical Inspection | Chemical Inspection | 7O4OQ342 | Sport Wipe Fragrance | Analytical - Chem_166A | NY-Analytical | 792 | Conforms (Done) |  |  |  |  | TM208/220/230/USP/Kao LM
Odor (TM 208) | Chemical Inspection | Chemical Inspection | 7O4OQ342 | Sport Wipe Fragrance | Analytical - Chem_166A | NY-Analytical | 792 | Conforms (Done) |  |  |  |  | TM208/220/230/USP/Kao LM
Refractive Index | Refractive Index at 25�C | Refractive Index at 25°C | 7O4OQ342 | Sport Wipe Fragrance | Analytical - Chem_166A | NY-Analytical | 451 |  |  | FDA,4 | 1.4505 | 1.4705 | TM 204
SG | Specific Gravity at 25�C | Specific Gravity at 25°C | 7O4OQ342 | Sport Wipe Fragrance | Analytical - Chem_166A | NY-Analytical | 402 |  |  | FDA,4 | 0.9455 | 0.9655 | TM 202
Appearance (TM 208) | Chemical Inspection | Chemical Inspection | 7A4OP567 | Surfonic L12-6 Surfactant | Analytical-Chem_NY_Surfonic L12-6_Surfactant | NY-Analytical | 792 | Conforms (Done) |  |  |  |  | TM 208
Certificate of Analysis | Certificate of Analysis | Certificate of Analysis | 7A4OP567 | Surfonic L12-6 Surfactant | Analytical-Chem_NY_Surfonic L12-6_Surfactant | NY-Analytical | 743 | Conforms (Done)
Color (TM 208) | Chemical Inspection | Chemical Inspection | 7A4OP567 | Surfonic L12-6 Surfactant | Analytical-Chem_NY_Surfonic L12-6_Surfactant | NY-Analytical | 792 | Conforms (Done) |  |  |  |  | TM 208
Contamination (TM 208) | Chemical Inspection | Chemical Inspection | 7A4OP567 | Surfonic L12-6 Surfactant | Analytical-Chem_NY_Surfonic L12-6_Surfactant | NY-Analytical | 792 | Conforms (Done) |  |  |  |  | TM 208
Odor (TM 208) | Chemical Inspection | Chemical Inspection | 7A4OP567 | Surfonic L12-6 Surfactant | Analytical-Chem_NY_Surfonic L12-6_Surfactant | NY-Analytical | 792 | Conforms (Done) |  |  |  |  | TM 208
pH (1%) in 10:6 IPA: H2O | pH | pH | 7A4OP567 | Surfonic L12-6 Surfactant | Analytical-Chem_NY_Surfonic L12-6_Surfactant | NY-Analytical | 398 |  |  | FDA,1 | 6.5 | 8 | TM 200
Appearance (TM 208) | Chemical Inspection | Chemical Inspection | 7O4OD363 | Tego Betaine 810 | Analytical - Chem_137A | NY-Analytical | 792 | Conforms (Done) |  |  |  |  | TM208/220/230/USP/Kao LM
Certificate of Analysis | Certificate of Analysis | Certificate of Analysis | 7O4OD363 | Tego Betaine 810 | Analytical - Chem_137A | NY-Analytical | 743 | Conforms (Done) |  |  |  |  | Default
Color (TM 208) | Chemical Inspection | Chemical Inspection | 7O4OD363 | Tego Betaine 810 | Analytical - Chem_137A | NY-Analytical | 792 | Conforms (Done) |  |  |  |  | TM208/220/230/USP/Kao LM
IR Identification | Identification | Identification | 7O4OD363 | Tego Betaine 810 | Analytical - Chem_137A | NY-Analytical | 390 | Conforms (Done) |  |  |  |  | TM 411
pH | pH as is | pH | 7O4OD363 | Tego Betaine 810 | Analytical - Chem_137A | NY-Analytical | 447 |  |  | FDA,1 | 4.5 | 5.5 | TM 200
Total Solids (2 g for 3 hr @ 105°C) | Total Solids | Total Solids | 7O4OD363 | Tego Betaine 810 | Analytical - Chem_137A | NY-Analytical | 806 |  | % | FDA,1 | 41 | 45 | TM 206
Total Solids Final (2 g for 3 hr @ 105°C) | Total Solids | Total Solids | 7O4OD363 | Tego Betaine 810 | Analytical - Chem_137A | NY-Analytical | 806 |  | % | FDA,1 | 41 | 45 | TM 206
Certificate of Analysis | Certificate of Analysis | Certificate of Analysis | 7A4OP601 | Tegosoft LSE 65 K Soft | Analytical - Chem_NY_Tegosoft LSE 65 K Soft | NY-Analytical | 743 | Conforms (Done) |  |  |  |  | Default
Appearance (TM 208) | Chemical Inspection | Chemical Inspection | 7B4OQ084 | Tergitol 15-S-12 | Analytical - Chem_60A | NY-Analytical | 792 | Conforms (Done) |  |  |  |  | TM208/220/230/USP/Kao LM
Certificate of Analysis | Certificate of Analysis | Certificate of Analysis | 7B4OQ084 | Tergitol 15-S-12 | Analytical - Chem_60A | NY-Analytical | 743 | Conforms (Done) |  |  |  |  | Default
Color (TM 208) | Chemical Inspection | Chemical Inspection | 7B4OQ084 | Tergitol 15-S-12 | Analytical - Chem_60A | NY-Analytical | 792 | Conforms (Done) |  |  |  |  | TM208/220/230/USP/Kao LM
Contamination (TM 208) | Chemical Inspection | Chemical Inspection | 7B4OQ084 | Tergitol 15-S-12 | Analytical - Chem_60A | NY-Analytical | 792 | Conforms (Done) |  |  |  |  | TM208/220/230/USP/Kao LM
Odor (TM 208) | Chemical Inspection | Chemical Inspection | 7B4OQ084 | Tergitol 15-S-12 | Analytical - Chem_60A | NY-Analytical | 792 | Conforms (Done) |  |  |  |  | TM208/220/230/USP/Kao LM
Appearance (TM 208) | Chemical Inspection | Chemical Inspection | 7F4OD110 | Tetrasodium Edetate | Analytical - Chem_106A | NY-Analytical | 792 | Conforms (Done) |  |  |  |  | TM208/220/230/USP/Kao LM
Certificate of Analysis | Certificate of Analysis | Certificate of Analysis | 7F4OD110 | Tetrasodium Edetate | Analytical - Chem_106A | NY-Analytical | 743 | Conforms (Done) |  |  |  |  | Default
Color (TM 208) | Chemical Inspection | Chemical Inspection | 7F4OD110 | Tetrasodium Edetate | Analytical - Chem_106A | NY-Analytical | 792 | Conforms (Done) |  |  |  |  | TM208/220/230/USP/Kao LM
Contamination (TM 208) | Chemical Inspection | Chemical Inspection | 7F4OD110 | Tetrasodium Edetate | Analytical - Chem_106A | NY-Analytical | 792 | Conforms (Done) |  |  |  |  | TM208/220/230/USP/Kao LM
IR Identification | Identification | Identification | 7F4OD110 | Tetrasodium Edetate | Analytical - Chem_106A | NY-Analytical | 390 | Conforms (Done) |  |  |  |  | TM 411
Odor (TM 208) | Chemical Inspection | Chemical Inspection | 7F4OD110 | Tetrasodium Edetate | Analytical - Chem_106A | NY-Analytical | 792 | Conforms (Done) |  |  |  |  | TM208/220/230/USP/Kao LM
pH (1% Solution) | pH | pH | 7F4OD110 | Tetrasodium Edetate | Analytical - Chem_106A | NY-Analytical | 398 |  |  | FDA,1 | 10.5 | 11.5 | TM 200
Appearance (TM 208) | Chemical Inspection | Chemical Inspection | 7O4OD748 | Thymol USP/NF | Analytical - Chem_139A | NY-Analytical | 792 | Conforms (Done) |  |  |  |  | TM208/220/230/USP/Kao LM
Certificate of Analysis | Certificate of Analysis | Certificate of Analysis | 7O4OD748 | Thymol USP/NF | Analytical - Chem_139A | NY-Analytical | 743 | Conforms (Done) |  |  |  |  | Default
Color (TM 208) | Chemical Inspection | Chemical Inspection | 7O4OD748 | Thymol USP/NF | Analytical - Chem_139A | NY-Analytical | 792 | Conforms (Done) |  |  |  |  | TM208/220/230/USP/Kao LM
Contamination (TM 208) | Chemical Inspection | Chemical Inspection | 7O4OD748 | Thymol USP/NF | Analytical - Chem_139A | NY-Analytical | 792 | Conforms (Done) |  |  |  |  | TM208/220/230/USP/Kao LM
IR Identification | Identification | Identification | 7O4OD748 | Thymol USP/NF | Analytical - Chem_139A | NY-Analytical | 390 | Conforms (Done) |  |  |  |  | TM 411
Odor (TM 208) | Chemical Inspection | Chemical Inspection | 7O4OD748 | Thymol USP/NF | Analytical - Chem_139A | NY-Analytical | 792 | Conforms (Done) |  |  |  |  | TM208/220/230/USP/Kao LM
Certificate of Analysis | Certificate of Analysis | Certificate of Analysis | 7B4OP209 | Tinogard HS | MASTER - Microbiology - J&J Chemical Testing) | NY-Analytical | 743 | Conforms (Done) |  |  |  |  | Default
Appearance (TM 208) | Chemical Inspection | Chemical Inspection | 7O4OM165 | Tocopheryl Acetate | Analytical - Chem_146A | NY-Analytical | 792 | Conforms (Done) |  |  |  |  | TM208/220/230/USP/Kao LM
Certificate of Analysis | Certificate of Analysis | Certificate of Analysis | 7O4OM165 | Tocopheryl Acetate | Analytical - Chem_146A | NY-Analytical | 743 | Conforms (Done) |  |  |  |  | Default
Color (TM 208) | Chemical Inspection | Chemical Inspection | 7O4OM165 | Tocopheryl Acetate | Analytical - Chem_146A | NY-Analytical | 792 | Conforms (Done) |  |  |  |  | TM208/220/230/USP/Kao LM
Contamination (TM 208) | Chemical Inspection | Chemical Inspection | 7O4OM165 | Tocopheryl Acetate | Analytical - Chem_146A | NY-Analytical | 792 | Conforms (Done) |  |  |  |  | TM208/220/230/USP/Kao LM
IR Identification | Identification | Identification | 7O4OM165 | Tocopheryl Acetate | Analytical - Chem_146A | NY-Analytical | 390 | Conforms (Done) |  |  |  |  | TM 411
Odor (TM 208) | Chemical Inspection | Chemical Inspection | 7O4OM165 | Tocopheryl Acetate | Analytical - Chem_146A | NY-Analytical | 792 | Conforms (Done) |  |  |  |  | TM208/220/230/USP/Kao LM
Appearance | Chemical Inspection | Chemical Inspection | 7A4OQ229 | Trisodium Citrate Dihydrate, USP | Analytical - Chem_Trisodium Citrate Dihydrate USP | NY-Analytical | 792 | Conforms (Done) |  |  |  |  | TM 208
Appearance | Chemical Inspection | Chemical Inspection | 7A4OQ229 | Trisodium Citrate Dihydrate, USP | Analytical - Chem_Trisodium Citrate Dihydrate USP | NY-Analytical | 792 | [5 empty] | TM 208
Appearance (TM 208) | Chemical Inspection | Chemical Inspection | 7A4OQ229 | Trisodium Citrate Dihydrate, USP | Analytical - Chem_NY_Witch Hazel | NY-Analytical | 792 | Conforms (Done) |  |  |  |  | TM208/220/230/USP/Kao LM
Certificate of Analysis | Certificate of Analysis | Certificate of Analysis | 7A4OQ229 | Trisodium Citrate Dihydrate, USP | Analytical - Chem_NY_Witch Hazel | NY-Analytical | 743 | Conforms (Done) |  |  |  |  | Default
Certificate of Analysis | Certificate of Analysis | Certificate of Analysis | 7A4OQ229 | Trisodium Citrate Dihydrate, USP | Analytical - Chem_Trisodium Citrate Dihydrate USP | NY-Analytical | 743 | Conforms (Done)
Certificate of Analysis | Certificate of Analysis | Certificate of Analysis | 7A4OQ229 | Trisodium Citrate Dihydrate, USP | Analytical - Chem_Trisodium Citrate Dihydrate USP | NY-Analytical | 743
Color | Chemical Inspection | Chemical Inspection | 7A4OQ229 | Trisodium Citrate Dihydrate, USP | Analytical - Chem_Trisodium Citrate Dihydrate USP | NY-Analytical | 792 | [5 empty] | TM 208
Color | Chemical Inspection | Chemical Inspection | 7A4OQ229 | Trisodium Citrate Dihydrate, USP | Analytical - Chem_Trisodium Citrate Dihydrate USP | NY-Analytical | 792 | Conforms (Done) |  |  |  |  | TM 208
Color (TM 208) | Chemical Inspection | Chemical Inspection | 7A4OQ229 | Trisodium Citrate Dihydrate, USP | Analytical - Chem_NY_Witch Hazel | NY-Analytical | 792 | Conforms (Done) |  |  |  |  | TM208/220/230/USP/Kao LM
Contamination | Chemical Inspection | Chemical Inspection | 7A4OQ229 | Trisodium Citrate Dihydrate, USP | Analytical - Chem_Trisodium Citrate Dihydrate USP | NY-Analytical | 792 | Conforms (Done) |  |  |  |  | TM 208
Contamination | Chemical Inspection | Chemical Inspection | 7A4OQ229 | Trisodium Citrate Dihydrate, USP | Analytical - Chem_Trisodium Citrate Dihydrate USP | NY-Analytical | 792 | [5 empty] | TM 208
Contamination (TM 208) | Chemical Inspection | Chemical Inspection | 7A4OQ229 | Trisodium Citrate Dihydrate, USP | Analytical - Chem_NY_Witch Hazel | NY-Analytical | 792 | Conforms (Done) |  |  |  |  | TM208/220/230/USP/Kao LM
End Weight (g) | Nonvolatile Residue | Nonvolatile Residue | 7A4OQ229 | Trisodium Citrate Dihydrate, USP | Analytical - Chem_NY_Witch Hazel | NY-Analytical | 797 |  | g | FDA,0 |  |  | USP
IR Identification | Identification | Identification | 7A4OQ229 | Trisodium Citrate Dihydrate, USP | Analytical - Chem_Trisodium Citrate Dihydrate USP | NY-Analytical | 390 | Conforms (Done) |  |  |  |  | TM 411
IR Identification | Identification | Identification | 7A4OQ229 | Trisodium Citrate Dihydrate, USP | Analytical - Chem_Trisodium Citrate Dihydrate USP | NY-Analytical | 390 | [5 empty] | TM 411
Odor | Chemical Inspection | Chemical Inspection | 7A4OQ229 | Trisodium Citrate Dihydrate, USP | Analytical - Chem_Trisodium Citrate Dihydrate USP | NY-Analytical | 792 | [5 empty] | TM 208
Odor | Chemical Inspection | Chemical Inspection | 7A4OQ229 | Trisodium Citrate Dihydrate, USP | Analytical - Chem_Trisodium Citrate Dihydrate USP | NY-Analytical | 792 | Conforms (Done) |  |  |  |  | TM 208
Odor (TM 208) | Chemical Inspection | Chemical Inspection | 7A4OQ229 | Trisodium Citrate Dihydrate, USP | Analytical - Chem_NY_Witch Hazel | NY-Analytical | 792 | Conforms (Done) |  |  |  |  | TM208/220/230/USP/Kao LM
pH | pH as is | pH | 7A4OQ229 | Trisodium Citrate Dihydrate, USP | Analytical - Chem_NY_Witch Hazel | NY-Analytical | 447 |  |  | FDA,1 | 3 | 5 | USP <791>
SG | Specific Gravity at 25�C | Specific Gravity at 25°C | 7A4OQ229 | Trisodium Citrate Dihydrate, USP | Analytical - Chem_NY_Witch Hazel | NY-Analytical | 402 |  |  | FDA,3 | 0.979 | 0.983 | TM 202
Start Weight (g) | Nonvolatile Residue | Nonvolatile Residue | 7A4OQ229 | Trisodium Citrate Dihydrate, USP | Analytical - Chem_NY_Witch Hazel | NY-Analytical | 797 |  | g | FDA,0 |  |  | USP
Total non-volatile reside (calc) | Nonvolatile Residue | Nonvolatile Residue | 7A4OQ229 | Trisodium Citrate Dihydrate, USP | Analytical - Chem_NY_Witch Hazel | NY-Analytical | 797 |  | mg/100 mL | FDA,0 |  | 25 | USP
Appearance (TM 208) | Chemical Inspection | Chemical Inspection | 7A4OH247 | Trisodium Phosphate Crystalline (TSPc) | Analytical - Chem_21A | NY-Analytical | 792 | Conforms (Done) |  |  |  |  | TM208/220/230/USP/Kao LM
Certificate of Analysis | Certificate of Analysis | Certificate of Analysis | 7A4OH247 | Trisodium Phosphate Crystalline (TSPc) | Analytical - Chem_21A | NY-Analytical | 743 | Conforms (Done) |  |  |  |  | Default
Color (TM 208) | Chemical Inspection | Chemical Inspection | 7A4OH247 | Trisodium Phosphate Crystalline (TSPc) | Analytical - Chem_21A | NY-Analytical | 792 | Conforms (Done) |  |  |  |  | TM208/220/230/USP/Kao LM
Contamination (TM 208) | Chemical Inspection | Chemical Inspection | 7A4OH247 | Trisodium Phosphate Crystalline (TSPc) | Analytical - Chem_21A | NY-Analytical | 792 | Conforms (Done) |  |  |  |  | TM208/220/230/USP/Kao LM
Odor (TM 208) | Chemical Inspection | Chemical Inspection | 7A4OH247 | Trisodium Phosphate Crystalline (TSPc) | Analytical - Chem_21A | NY-Analytical | 792 | Conforms (Done) |  |  |  |  | TM208/220/230/USP/Kao LM
Appearance (TM 208) | Chemical Inspection | Chemical Inspection | 7A4OQ132 | Triton X-100 | Analytical - Chem_25A | NY-Analytical | 792 | Conforms (Done) |  |  |  |  | TM208/220/230/USP/Kao LM
Certificate of Analysis | Certificate of Analysis | Certificate of Analysis | 7A4OQ132 | Triton X-100 | Analytical - Chem_25A | NY-Analytical | 743 | Conforms (Done) |  |  |  |  | Default
Color (TM 208) | Chemical Inspection | Chemical Inspection | 7A4OQ132 | Triton X-100 | Analytical - Chem_25A | NY-Analytical | 792 | Conforms (Done) |  |  |  |  | TM208/220/230/USP/Kao LM
Contamination (TM 208) | Chemical Inspection | Chemical Inspection | 7A4OQ132 | Triton X-100 | Analytical - Chem_25A | NY-Analytical | 792 | Conforms (Done) |  |  |  |  | TM208/220/230/USP/Kao LM
IR Identification | Identification | Identification | 7A4OQ132 | Triton X-100 | Analytical - Chem_25A | NY-Analytical | 390 | Conforms (Done) |  |  |  |  | TM 411
Odor (TM 208) | Chemical Inspection | Chemical Inspection | 7A4OQ132 | Triton X-100 | Analytical - Chem_25A | NY-Analytical | 792 | Conforms (Done) |  |  |  |  | TM208/220/230/USP/Kao LM
Appearance (TM 208) | Chemical Inspection | Chemical Inspection | 7A4OQ084 | Versene 100 | Analytical - Chem_23A | NY-Analytical | 792 | Conforms (Done) |  |  |  |  | TM208/220/230/USP/Kao LM
Certificate of Analysis | Certificate of Analysis | Certificate of Analysis | 7A4OQ084 | Versene 100 | Analytical - Chem_23A | NY-Analytical | 743 | Conforms (Done) |  |  |  |  | Default
Color (TM 208) | Chemical Inspection | Chemical Inspection | 7A4OQ084 | Versene 100 | Analytical - Chem_23A | NY-Analytical | 792 | Conforms (Done) |  |  |  |  | TM208/220/230/USP/Kao LM
Contamination (TM 208) | Chemical Inspection | Chemical Inspection | 7A4OQ084 | Versene 100 | Analytical - Chem_23A | NY-Analytical | 792 | Conforms (Done) |  |  |  |  | TM208/220/230/USP/Kao LM
IR Identification | Identification | Identification | 7A4OQ084 | Versene 100 | Analytical - Chem_23A | NY-Analytical | 390 | Conforms (Done) |  |  |  |  | TM 411
Odor (TM 208) | Chemical Inspection | Chemical Inspection | 7A4OQ084 | Versene 100 | Analytical - Chem_23A | NY-Analytical | 792 | Conforms (Done) |  |  |  |  | TM208/220/230/USP/Kao LM
Appearance (TM 208) | Chemical Inspection | Chemical Inspection | 7A4OP113 | Vitis Vinifera (Grape) Fruit Water | Analytical-Chem_NY_Vitis Vinifera (Grape) Fruit Water_01 | NY-Analytical | 792 | Conforms (Done) |  |  |  |  | TM 208
Certificate of Analysis | Certificate of Analysis | Certificate of Analysis | 7A4OP113 | Vitis Vinifera (Grape) Fruit Water | Analytical-Chem_NY_Vitis Vinifera (Grape) Fruit Water_01 | NY-Analytical | 743 | Conforms (Done) |  |  |  |  | Default
Color (TM 208) | Chemical Inspection | Chemical Inspection | 7A4OP113 | Vitis Vinifera (Grape) Fruit Water | Analytical-Chem_NY_Vitis Vinifera (Grape) Fruit Water_01 | NY-Analytical | 792 | Conforms (Done) |  |  |  |  | TM 208
Contamination (TM 208) | Chemical Inspection | Chemical Inspection | 7A4OP113 | Vitis Vinifera (Grape) Fruit Water | Analytical-Chem_NY_Vitis Vinifera (Grape) Fruit Water_01 | NY-Analytical | 792 | Conforms (Done) |  |  |  |  | TM 208
Odor (TM 208) | Chemical Inspection | Chemical Inspection | 7A4OP113 | Vitis Vinifera (Grape) Fruit Water | Analytical-Chem_NY_Vitis Vinifera (Grape) Fruit Water_01 | NY-Analytical | 792 | Conforms (Done) |  |  |  |  | TM 208
pH | pH | pH | 7A4OP113 | Vitis Vinifera (Grape) Fruit Water | Analytical-Chem_NY_Vitis Vinifera (Grape) Fruit Water_01 | NY-Analytical | 398 |  |  | FDA,1 | 2.5 | 6 | TM 200
Appearance (TM 208) | Chemical Inspection | Chemical Inspection | 7B4OB690 | VM&P Naphtha HT | Analytical - Chem_50A | NY-Analytical | 792 | Conforms (Done) |  |  |  |  | TM208/220/230/USP/Kao LM
Certificate of Analysis | Certificate of Analysis | Certificate of Analysis | 7B4OB690 | VM&P Naphtha HT | Analytical - Chem_50A | NY-Analytical | 743 | Conforms (Done) |  |  |  |  | Default
Color (TM 208) | Chemical Inspection | Chemical Inspection | 7B4OB690 | VM&P Naphtha HT | Analytical - Chem_50A | NY-Analytical | 792 | Conforms (Done) |  |  |  |  | TM208/220/230/USP/Kao LM
Contamination (TM 208) | Chemical Inspection | Chemical Inspection | 7B4OB690 | VM&P Naphtha HT | Analytical - Chem_50A | NY-Analytical | 792 | Conforms (Done) |  |  |  |  | TM208/220/230/USP/Kao LM
Odor (TM 208) | Chemical Inspection | Chemical Inspection | 7B4OB690 | VM&P Naphtha HT | Analytical - Chem_50A | NY-Analytical | 792 | Conforms (Done) |  |  |  |  | TM208/220/230/USP/Kao LM
Appearance (TM 208) | Chemical Inspection | Chemical Inspection | 7O4OA634 | Water Soluble Flowering Herbs Fragrance | Analytical-Chem_NY_Water Soluble Flowering Herbs Fragrance | NY-Analytical | 792 | Conforms (Done) |  |  |  |  | TM208/220/230/USP/Kao LM
Certificate of Analysis | Certificate of Analysis | Certificate of Analysis | 7O4OA634 | Water Soluble Flowering Herbs Fragrance | Analytical-Chem_NY_Water Soluble Flowering Herbs Fragrance | NY-Analytical | 743 | Conforms (Done) |  |  |  |  | Default
Color (TM 208) | Chemical Inspection | Chemical Inspection | 7O4OA634 | Water Soluble Flowering Herbs Fragrance | Analytical-Chem_NY_Water Soluble Flowering Herbs Fragrance | NY-Analytical | 792 | Conforms (Done) |  |  |  |  | TM208/220/230/USP/Kao LM
Contamination (TM 208) | Chemical Inspection | Chemical Inspection | 7O4OA634 | Water Soluble Flowering Herbs Fragrance | Analytical-Chem_NY_Water Soluble Flowering Herbs Fragrance | NY-Analytical | 792 | Conforms (Done) |  |  |  |  | TM208/220/230/USP/Kao LM
IR Identification | Identification | Identification | 7O4OA634 | Water Soluble Flowering Herbs Fragrance | Analytical-Chem_NY_Water Soluble Flowering Herbs Fragrance | NY-Analytical | 390 | Conforms (Done) |  |  |  |  | TM 411
Odor (TM 208) | Chemical Inspection | Chemical Inspection | 7O4OA634 | Water Soluble Flowering Herbs Fragrance | Analytical-Chem_NY_Water Soluble Flowering Herbs Fragrance | NY-Analytical | 792 | Conforms (Done) |  |  |  |  | TM208/220/230/USP/Kao LM
Refractive Index | Refractive Index at 25�C | Refractive Index at 25°C | 7O4OA634 | Water Soluble Flowering Herbs Fragrance | Analytical-Chem_NY_Water Soluble Flowering Herbs Fragrance | NY-Analytical | 451 |  |  | FDA,4 | 1.4655 | 1.4855 | TM 204
SG | Specific Gravity at 25�C | Specific Gravity at 25°C | 7O4OA634 | Water Soluble Flowering Herbs Fragrance | Analytical-Chem_NY_Water Soluble Flowering Herbs Fragrance | NY-Analytical | 402 |  |  | FDA,4 | 1.0531 | 1.0831 | TM 202
Appearance | Chemical Inspection | Chemical Inspection | 7O4OQ229 | Witch Hazel | Analytical - Chem_Trisodium Citrate Dihydrate USP | NY-Analytical | 792 | Conforms (Done) |  |  |  |  | TM 208
Appearance (TM 208) | Chemical Inspection | Chemical Inspection | 7O4OQ229 | Witch Hazel | Analytical - Chem_NY_Witch Hazel | NY-Analytical | 792 | Conforms (Done) |  |  |  |  | TM208/220/230/USP/Kao LM
Certificate of Analysis | Certificate of Analysis | Certificate of Analysis | 7O4OQ229 | Witch Hazel | Analytical - Chem_Trisodium Citrate Dihydrate USP | NY-Analytical | 743 | Conforms (Done)
Certificate of Analysis | Certificate of Analysis | Certificate of Analysis | 7O4OQ229 | Witch Hazel | Analytical - Chem_NY_Witch Hazel | NY-Analytical | 743 | Conforms (Done) |  |  |  |  | Default
Color | Chemical Inspection | Chemical Inspection | 7O4OQ229 | Witch Hazel | Analytical - Chem_Trisodium Citrate Dihydrate USP | NY-Analytical | 792 | Conforms (Done) |  |  |  |  | TM 208
Color (TM 208) | Chemical Inspection | Chemical Inspection | 7O4OQ229 | Witch Hazel | Analytical - Chem_NY_Witch Hazel | NY-Analytical | 792 | Conforms (Done) |  |  |  |  | TM208/220/230/USP/Kao LM
Contamination | Chemical Inspection | Chemical Inspection | 7O4OQ229 | Witch Hazel | Analytical - Chem_Trisodium Citrate Dihydrate USP | NY-Analytical | 792 | Conforms (Done) |  |  |  |  | TM 208
Contamination (TM 208) | Chemical Inspection | Chemical Inspection | 7O4OQ229 | Witch Hazel | Analytical - Chem_NY_Witch Hazel | NY-Analytical | 792 | Conforms (Done) |  |  |  |  | TM208/220/230/USP/Kao LM
End Weight (g) | Nonvolatile Residue | Nonvolatile Residue | 7O4OQ229 | Witch Hazel | Analytical - Chem_NY_Witch Hazel | NY-Analytical | 797 |  | g | FDA,0 |  |  | USP
IR Identification | Identification | Identification | 7O4OQ229 | Witch Hazel | Analytical - Chem_Trisodium Citrate Dihydrate USP | NY-Analytical | 390 | Conforms (Done) |  |  |  |  | TM 411
Odor | Chemical Inspection | Chemical Inspection | 7O4OQ229 | Witch Hazel | Analytical - Chem_Trisodium Citrate Dihydrate USP | NY-Analytical | 792 | Conforms (Done) |  |  |  |  | TM 208
Odor (TM 208) | Chemical Inspection | Chemical Inspection | 7O4OQ229 | Witch Hazel | Analytical - Chem_NY_Witch Hazel | NY-Analytical | 792 | Conforms (Done) |  |  |  |  | TM208/220/230/USP/Kao LM
pH | pH as is | pH | 7O4OQ229 | Witch Hazel | Analytical - Chem_NY_Witch Hazel | NY-Analytical | 447 |  |  | FDA,1 | 3 | 5 | USP <791>
SG | Specific Gravity at 25�C | Specific Gravity at 25°C | 7O4OQ229 | Witch Hazel | Analytical - Chem_NY_Witch Hazel | NY-Analytical | 402 |  |  | FDA,3 | 0.979 | 0.983 | TM 202
Start Weight (g) | Nonvolatile Residue | Nonvolatile Residue | 7O4OQ229 | Witch Hazel | Analytical - Chem_NY_Witch Hazel | NY-Analytical | 797 |  | g | FDA,0 |  |  | USP
Total non-volatile reside (calc) | Nonvolatile Residue | Nonvolatile Residue | 7O4OQ229 | Witch Hazel | Analytical - Chem_NY_Witch Hazel | NY-Analytical | 797 |  | mg/100 mL | FDA,0 |  | 25 | USP
Appearance (TM 208) | Chemical Inspection | Chemical Inspection | 7O4OA911 | Zinc Sulfate Heptahydrate | Analytical-Chem_NY_Zinc Sulfate Heptahydrate | NY-Analytical | 792 | Conforms (Done) |  |  |  |  | TM 208
Certificate of Analysis | Certificate of Analysis | Certificate of Analysis | 7O4OA911 | Zinc Sulfate Heptahydrate | Analytical-Chem_NY_Zinc Sulfate Heptahydrate | NY-Analytical | 743 | Conforms (Done) |  |  |  |  | Default
Color (TM 208) | Chemical Inspection | Chemical Inspection | 7O4OA911 | Zinc Sulfate Heptahydrate | Analytical-Chem_NY_Zinc Sulfate Heptahydrate | NY-Analytical | 792 | Conforms (Done) |  |  |  |  | TM 208
Contamination (TM 208) | Chemical Inspection | Chemical Inspection | 7O4OA911 | Zinc Sulfate Heptahydrate | Analytical-Chem_NY_Zinc Sulfate Heptahydrate | NY-Analytical | 792 | Conforms (Done) |  |  |  |  | TM 208
IR Identification | Identification | Identification | 7O4OA911 | Zinc Sulfate Heptahydrate | Analytical-Chem_NY_Zinc Sulfate Heptahydrate | NY-Analytical | 390 | Conforms (Done) |  |  |  |  | TM 411
Odor (TM 208) | Chemical Inspection | Chemical Inspection | 7O4OA911 | Zinc Sulfate Heptahydrate | Analytical-Chem_NY_Zinc Sulfate Heptahydrate | NY-Analytical | 792 | Conforms (Done) |  |  |  |  | TM 208

## ConvertAnalyte
Analyte | AnalyteConvert
% BZK and Dual-Quat | BZK and Dual-Quat
% NaOCl by weight (calc) | NaOCl by weight (calc)
% NaOCl by weight Final (calc) | NaOCl by weight Final (calc)
Acid Value | Acid Value
Acid Value Final | Acid Value Final
Acidity (calc) | Acidity (calc)
Acidity Final (Calc) | Acidity Final (Calc)
Active (BTC 1210-80%) | Active (BTC 1210-80%)
Any individual unspecified impuritv | Any individual unspecified impurity
Apparent proof | Apparent proof
Appearance | Appearance
Appearance (TM 208) | Appearance
Assay | Assay
Assay as is (Without Drying) | Assay as is (Without Drying)
Assay as is Final (Without Drying) | Assay as is Final (Without Drying)
Assay Final | Assay Final
Assay on Dried Basis | Assay on Dried Basis
Assay on Dried Basis Final | Assay on Dried Basis Final
Benzoic Acid | Benzoic Acid
C12 + C14 Content of Total | C12 + C14 Content of Total
C12 Content of Total | C12 Content of Total
C14 Content of Total | C14 Content of Total
Calcium | Calcium
Certificate of Analysis | Certificate of Analysis
Certificate of Analysis (ELLI) | Certificate of Analysis
Ch!orhexidine oxazinone analog | Ch!orhexidine oxazinone analog
Chlorhexidine | Chlorhexidine
Chlorhexidine urea | Chlorhexidine urea
Chlorhexidine amine | Chlorhexidine amine
Chlorhexidine dimer | Chlorhexidine dimer
Chlorhexidine glucityl triazine | Chlorhexidine glucityl triazine
Chlorhexidine guanidine | Chlorhexidine guanidine
Chlorhexidine nitrile | Chlorhexidine nitrile
Chloride | Chloride
Cloudpoint | Cloudpoint
Color | Color
color (Gardner) | Color
Color (TM 208) | Color
Color (TM 230) | Color
Color (USP) | Color
Color / Appearance (TM 208) | Appearance
Contamination | Contamination
Contamination (TM 208) | Contamination
Dehydroacetic Acid | Dehydroacetic Acid
Density | Density
Description | Description
Description (TM 208) | Description
Diethylene Glycol | Diethylene Glycol
End Weight (g) | End Weight (g)
Ethanol | Ethanol
Ethanol Final | Ethanol Final
Ethylene Glycol | Ethylene Glycol
Heavy Metals | Heavy Metals
Identification (TM 400) | Identification
Identification A | Identification A
Identification A - Chloride | Identification A - Chloride
Identification A - Sodium | Identification A - Sodium
Identification A (USP <197k>) | Identification A
Identification B | Identification B
Identification B - Benzalkonium | Identification B - Benzalkonium
Identification B - Citrate | Identification B - Citrate
Identification B (USP <201>) | Identification B
Identification C | Identification C
Identification D | Identification D
Identification for Ammonium (USP <191>) | Identification - Ammonium
Identification for Chloride (USP <191>) | Identification - Chloride
Identification for Potassium (USP <191>) | Identification - Potassium
Identification for Sodium (USP <191>) | Identification - Sodium
Impurity | Impurity
Individual Impurity | Individual Impurity
IR Identification | IR Identification
IR Identification (TM 411) | IR Identification
Iso-Menthone | Iso-Menthone
Iso-Pulegol | Iso-Pulegol
Loss on Drying | Loss on Drying
Loss on Drying Final | Loss on Drying Final
Melting Range - End | Melting Range - End
Melting Range - Start | Melting Range - Start
Menthone | Menthone
Neo-Menthol | Neo-Menthol
Nitrilotriacetic Acid | Nitrilotriacetic Acid
Nonvolatile Residue | Nonvolatile Residue
Nonvolatile Residue (calc) | Nonvolatile Residue (calc)
Nonvolatile Residue Final (calc) | Nonvolatile Residue Final (calc)
Norphenylephrine | Norphenylephrine
o-Chlorhexidine and specified unidentified impurit | o-Chlorhexidine and specified unidentified impurity
Odor | Odor
Odor (TM 208) | Odor
Optical Rotation | Optical Rotation
Oxochlorhexidine | Oxochlorhexidine
p-Chloroaniline | p-Chloroaniline
p-Chloroaniline Final | p-Chloroaniline Final
p-Chlorophenvl urea | p-Chlorophenvl urea
Peroxide Value | Peroxide Value
pH | pH
pH (1 in 20 solution) | pH (1 in 20 Solution)
pH (1% Solution) | pH (1% Solution)
pH (1% w/v aqueous solution) | pH (1% w/v aqueous Solution)
pH (1%) in 10:6 IPA: H2O | pH (1%) in 10:6 IPA: H2O
pH (10% in water) | pH (10% in water)
pH (10% Solution) | pH (10% Solution)
pH (10% w/v aqueous solution) | pH (10% w/v aqueous Solution)
pH (5% aqueous @25 degree C) | pH (5% aqueous AT 25°C)
pH (5% Solution) | pH (5% Solution)
pH (Diluted 1 in 20) | pH (Diluted 1 in 20)
Phenol | Phenol
Phenoxyethanol | Phenoxyethanol
Phenoxyethanol Assay | Phenoxyethanol Assay
Phenylephrine Related Compound C | Phenylephrine Related Compound C
Phenylephrine Related Compound D | Phenylephrine Related Compound D
Phenylephrine Related Compound E | Phenylephrine Related Compound E
Physical Properties | Physical Properties
Pulegone | Pulegone
Purity | Purity
Refractive Index | Refractive Index
Refractive Index at 20°C | Refractive Index at 20°C
Related Compound A | Related Compound A
Related Compound B | Related Compound B
Residual Solvents | Residual Solvents
Residue on Ignition | Residue on Ignition
RRT of Any individual unspecified impuritv | RRT of Any individual unspecified impuritv
RRT of Ch!orhexidine oxazinone analog | RRT of Ch!orhexidine oxazinone analog
RRT of Chlorhexidine | RRT of Chlorhexidine
RRT of Chlorhexidine urea | RRT of Chlorhexidine urea
RRT of Chlorhexidine amine | RRT of Chlorhexidine amine
RRT of Chlorhexidine dimer | RRT of Chlorhexidine dimer
RRT of Chlorhexidine glucityl triazine | RRT of Chlorhexidine glucityl triazine
RRT of Chlorhexidine guanidine | RRT of Chlorhexidine guanidine
RRT of Chlorhexidine nitrile | RRT of Chlorhexidine nitrile
RRT of o-Chlorhexidine and specified unidentified | RRT of o-Chlorhexidine and specified unidentified
RRT of Oxochlorhexidine | RRT of Oxochlorhexidine
RRT of p-Chlorophenvl urea | RRT of p-Chlorophenvl urea
RRT of Specified unidentified impuritv 1 | RRT of Specified unidentified impurity
Sample Weight (g) | Sample Weight (g)
Saponification Value | Saponification Value
Saponification Value Final | Saponification Value Final
SG | Spacific Gravity
Shipment Temperatutre | Shipment Temperatutre
Solubility (1% w/v aqueous solution) | Solubility (1% w/v aqueous solution)
Specific Gravity @ 15.56°C | Specific Gravity at 15.56°C
Specific Rotation | Specific Rotation
Specified unidentified impuritv 1 | Specified unidentified impurity
Spectrophotometric | Spectrophotometric
Start Weight (g) | Start Weight (g)
Sulfate | Sulfate
Sulfate Content | Sulfate Content
Temptale Reading | Temptale Reading
Titrant End Volume (mL) | Titrant End Volume (mL)
Titrant Start Volume (mL) | Titrant Start Volume (mL)
Total Impurities | Total Impurities
Total non-volatile reside (calc) | Total non-volatile reside (calc)
Total Solids (2 g for 3 hr @ 105°C) | Total Solids (2 g for 3 hr at 105°C)
Total Solids Final (2 g for 3 hr @ 105°C) | Total Solids Final (2 g for 3 hr at 105°C)
Total Volume of Titrant (mL) | Total Volume of Titrant (mL)
Unknown impurities | Unknown impurities
Viscosity (Spindle 3 @ 60RPM in 300 ml beaker) | Viscosity (Spindle 3 at 60RPM in 300 mL beaker)
Water | Water
Water Content | Water Content
Weight of Residue (g) | Weight of Residue (g)

## ConvertTestname
Res_TestName | Convert_x
Certificate of Analysis | Certificate of Analysis
Chemical Inspection | Chemical Inspection
Chemical Inspection | Chemical Inspection
Chemical Inspection | Chemical Inspection
Chemical Inspection | Chemical Inspection
Identification | Identification
pH as is | pH
Certificate of Analysis | Certificate of Analysis
Chemical Inspection | Chemical Inspection
Chemical Inspection | Chemical Inspection
Chemical Inspection | Chemical Inspection
Chemical Inspection | Chemical Inspection
Identification | Identification
Certificate of Analysis | Certificate of Analysis
Chemical Inspection | Chemical Inspection
Chemical Inspection | Chemical Inspection
Chemical Inspection | Chemical Inspection
Chemical Inspection | Chemical Inspection
Identification | Identification
Related Compounds | Related Compounds
Related Compounds | Related Compounds
Specific Gravity at 25�C | Specific Gravity at 25°C
Certificate of Analysis | Certificate of Analysis
Chemical Inspection | Chemical Inspection
Chemical Inspection | Chemical Inspection
Chemical Inspection | Chemical Inspection
Chemical Inspection | Chemical Inspection
Identification | Identification
Certificate of Analysis | Certificate of Analysis
Chemical Inspection | Chemical Inspection
Chemical Inspection | Chemical Inspection
Chemical Inspection | Chemical Inspection
Chemical Inspection | Chemical Inspection
Identification | Identification
Assay | Assay
Assay | Assay
Certificate of Analysis | Certificate of Analysis
Chemical Inspection | Chemical Inspection
Chemical Inspection | Chemical Inspection
Chemical Inspection | Chemical Inspection
Chemical Inspection | Chemical Inspection
Identification | Identification
Identification | Identification
Loss on Drying | Loss on Drying
Loss on Drying | Loss on Drying
Certificate of Analysis | Certificate of Analysis
Chemical Inspection | Chemical Inspection
Chemical Inspection | Chemical Inspection
Chemical Inspection | Chemical Inspection
Chemical Inspection | Chemical Inspection
Identification | Identification
pH | pH
Certificate of Analysis | Certificate of Analysis
Chemical Inspection | Chemical Inspection
Chemical Inspection | Chemical Inspection
pH | pH
Refractive Index at 20°C | Refractive Index at 20°C
Specific Gravity at 25�C | Specific Gravity at 25°C
Certificate of Analysis | Certificate of Analysis
Chemical Inspection | Chemical Inspection
Chemical Inspection | Chemical Inspection
Chemical Inspection | Chemical Inspection
Chemical Inspection | Chemical Inspection
Identification | Identification
Refractive Index at 25�C | Refractive Index at 25°C
Certificate of Analysis | Certificate of Analysis
Chemical Inspection | Chemical Inspection
Chemical Inspection | Chemical Inspection
Chemical Inspection | Chemical Inspection
Chemical Inspection | Chemical Inspection
Identification | Identification
Acidity | Acidity
Acidity | Acidity
Acidity | Acidity
Acidity | Acidity
Assay | Assay
Assay | Assay
Assay | Assay
Assay | Assay
Assay | Assay
Assay | Assay
Certificate of Analysis | Certificate of Analysis
Certificate of Analysis | Certificate of Analysis
Certificate of Analysis | Certificate of Analysis
Certificate of Analysis | Certificate of Analysis
Certificate of Analysis | Certificate of Analysis
Chemical Inspection | Chemical Inspection
Chemical Inspection | Chemical Inspection
Chemical Inspection | Chemical Inspection
Chemical Inspection | Chemical Inspection
Chemical Inspection | Chemical Inspection
Chemical Inspection | Chemical Inspection
Chemical Inspection | Chemical Inspection
Chemical Inspection | Chemical Inspection
Chemical Inspection | Chemical Inspection
Chemical Inspection | Chemical Inspection
Chemical Inspection | Chemical Inspection
Chemical Inspection | Chemical Inspection
Chemical Inspection | Chemical Inspection
Chemical Inspection | Chemical Inspection
Chemical Inspection | Chemical Inspection
Chemical Inspection | Chemical Inspection
Chemical Inspection | Chemical Inspection
Chemical Inspection | Chemical Inspection
Chemical Inspection | Chemical Inspection
Chemical Inspection | Chemical Inspection
Identification | Identification
Identification | Identification
Identification | Identification
Identification | Identification
Nonvolatile Residue | Nonvolatile Residue
Nonvolatile Residue | Nonvolatile Residue
Nonvolatile Residue | Nonvolatile Residue
Nonvolatile Residue | Nonvolatile Residue
Nonvolatile Residue | Nonvolatile Residue
pH | pH
Refractive Index at 20°C | Refractive Index at 20°C
Specific Gravity at 25�C | Specific Gravity at 25°C
Specific Gravity at 25�C | Specific Gravity at 25°C
Acidity | Acidity
Acidity | Acidity
Acidity | Acidity
Acidity | Acidity
Assay | Assay
Assay | Assay
Assay | Assay
Assay | Assay
Assay | Assay
Assay | Assay
Certificate of Analysis | Certificate of Analysis
Certificate of Analysis | Certificate of Analysis
Certificate of Analysis | Certificate of Analysis
Certificate of Analysis | Certificate of Analysis
Certificate of Analysis | Certificate of Analysis
Chemical Inspection | Chemical Inspection
Chemical Inspection | Chemical Inspection
Chemical Inspection | Chemical Inspection
Chemical Inspection | Chemical Inspection
Chemical Inspection | Chemical Inspection
Chemical Inspection | Chemical Inspection
Chemical Inspection | Chemical Inspection
Chemical Inspection | Chemical Inspection
Chemical Inspection | Chemical Inspection
Chemical Inspection | Chemical Inspection
Chemical Inspection | Chemical Inspection
Chemical Inspection | Chemical Inspection
Chemical Inspection | Chemical Inspection
Chemical Inspection | Chemical Inspection
Chemical Inspection | Chemical Inspection
Chemical Inspection | Chemical Inspection
Chemical Inspection | Chemical Inspection
Chemical Inspection | Chemical Inspection
Chemical Inspection | Chemical Inspection
Chemical Inspection | Chemical Inspection
Identification | Identification
Identification | Identification
Identification | Identification
Identification | Identification
Identification | Identification
Nonvolatile Residue | Nonvolatile Residue
Nonvolatile Residue | Nonvolatile Residue
Nonvolatile Residue | Nonvolatile Residue
Nonvolatile Residue | Nonvolatile Residue
Nonvolatile Residue | Nonvolatile Residue
Refractive Index at 20°C | Refractive Index at 20°C
Specific Gravity at 25�C | Specific Gravity at 25°C
Specific Gravity at 25�C | Specific Gravity at 25°C
Specific Gravity at 25�C | Specific Gravity at 25°C
Assay | Assay
Assay | Assay
Certificate of Analysis | Certificate of Analysis
Chemical Inspection | Chemical Inspection
Chemical Inspection | Chemical Inspection
Chemical Inspection | Chemical Inspection
Chemical Inspection | Chemical Inspection
Identification | Identification
Certificate of Analysis | Certificate of Analysis
Chemical Inspection | Chemical Inspection
Chemical Inspection | Chemical Inspection
Chemical Inspection | Chemical Inspection
Chemical Inspection | Chemical Inspection
Identification | Identification
Chemical Inspection | Chemical Inspection
Chemical Inspection | Chemical Inspection
Identification | Identification
Refractive Index at 25�C | Refractive Index at 25°C
Specific Gravity at 25�C | Specific Gravity at 25°C
Certificate of Analysis | Certificate of Analysis
Chemical Inspection | Chemical Inspection
Chemical Inspection | Chemical Inspection
Chemical Inspection | Chemical Inspection
Identification | Identification
Certificate of Analysis | Certificate of Analysis
Chemical Inspection | Chemical Inspection
Chemical Inspection | Chemical Inspection
Chemical Inspection | Chemical Inspection
Chemical Inspection | Chemical Inspection
Assay | Assay
Certificate of Analysis | Certificate of Analysis
Chemical Inspection | Chemical Inspection
Chemical Inspection | Chemical Inspection
Chloride | Chloride
Heavy Metals | Heavy Metals
Identification A | Identification A
Identification B | Identification B
Loss on Drying | Loss on Drying
Related Compounds | Related Compounds
Related Compounds | Related Compounds
Related Compounds | Related Compounds
Related Compounds | Related Compounds
Related Compounds | Related Compounds
Residue on Ignition | Residue on Ignition
Sulfate Content | Sulfate Content
Certificate of Analysis | Certificate of Analysis
Chemical Inspection | Chemical Inspection
Chemical Inspection | Chemical Inspection
Chemical Inspection | Chemical Inspection
Chemical Inspection | Chemical Inspection
Identification | Identification
pH | pH
Certificate of Analysis | Certificate of Analysis
Chemical Inspection | Chemical Inspection
Chemical Inspection | Chemical Inspection
Chemical Inspection | Chemical Inspection
Identification | Identification
Certificate of Analysis | Certificate of Analysis
Chemical Inspection | Chemical Inspection
Chemical Inspection | Chemical Inspection
Chemical Inspection | Chemical Inspection
Chemical Inspection | Chemical Inspection
Identification | Identification
Certificate of Analysis | Certificate of Analysis
Chemical Inspection | Chemical Inspection
Chemical Inspection | Chemical Inspection
Chemical Inspection | Chemical Inspection
Chemical Inspection | Chemical Inspection
Identification | Identification
Certificate of Analysis | Certificate of Analysis
Chemical Inspection | Chemical Inspection
Chemical Inspection | Chemical Inspection
Chemical Inspection | Chemical Inspection
Chemical Inspection | Chemical Inspection
Identification | Identification
Certificate of Analysis | Certificate of Analysis
Chemical Inspection | Chemical Inspection
Chemical Inspection | Chemical Inspection
Chemical Inspection | Chemical Inspection
Chemical Inspection | Chemical Inspection
Identification | Identification
Certificate of Analysis | Certificate of Analysis
Chemical Inspection | Chemical Inspection
Chemical Inspection | Chemical Inspection
Chemical Inspection | Chemical Inspection
Chemical Inspection | Chemical Inspection
pH | pH
Certificate of Analysis | Certificate of Analysis
Chemical Inspection | Chemical Inspection
Chemical Inspection | Chemical Inspection
Chemical Inspection | Chemical Inspection
Chemical Inspection | Chemical Inspection
Identification | Identification
pH | pH
Refractive Index at 20°C | Refractive Index at 20°C
Certificate of Analysis | Certificate of Analysis
Chemical Inspection | Chemical Inspection
Chemical Inspection | Chemical Inspection
Chemical Inspection | Chemical Inspection
Chemical Inspection | Chemical Inspection
Identification | Identification
Certificate of Analysis | Certificate of Analysis
Chemical Inspection | Chemical Inspection
Chemical Inspection | Chemical Inspection
Chemical Inspection | Chemical Inspection
Chemical Inspection | Chemical Inspection
Identification | Identification
pH as is | pH
Certificate of Analysis | Certificate of Analysis
Certificate of Analysis | Certificate of Analysis
Chemical Inspection | Chemical Inspection
Chemical Inspection | Chemical Inspection
Chemical Inspection | Chemical Inspection
Chemical Inspection | Chemical Inspection
Chemical Inspection | Chemical Inspection
Chemical Inspection | Chemical Inspection
Chemical Inspection | Chemical Inspection
Chemical Inspection | Chemical Inspection
Identification | Identification
Identification | Identification
pH | pH
Refractive Index at 25�C | Refractive Index at 25°C
Specific Gravity at 25�C | Specific Gravity at 25°C
Certificate of Analysis | Certificate of Analysis
Chemical Inspection | Chemical Inspection
Chemical Inspection | Chemical Inspection
Chemical Inspection | Chemical Inspection
Chemical Inspection | Chemical Inspection
pH | pH
% Water | % Water
Certificate of Analysis | Certificate of Analysis
Chemical Inspection | Chemical Inspection
Chemical Inspection | Chemical Inspection
Identification | Identification
Iodine Value | Iodine Value
Iodine Value | Iodine Value
pH | pH
Saponification Value | Saponification Value
Saponification Value | Saponification Value
Certificate of Analysis | Certificate of Analysis
Chemical Inspection | Chemical Inspection
Chemical Inspection | Chemical Inspection
Chemical Inspection | Chemical Inspection
Chemical Inspection | Chemical Inspection
Identification | Identification
Limit of Ethylene Glycol and Diethylene Glycol | Limit of Ethylene Glycol and Diethylene Glycol
Limit of Ethylene Glycol and Diethylene Glycol | Limit of Ethylene Glycol and Diethylene Glycol
Refractive Index at 20°C | Refractive Index at 20°C
Specific Gravity at 20�C | Specific Gravity at 20°C
Certificate of Analysis | Certificate of Analysis
Chemical Inspection | Chemical Inspection
Chemical Inspection | Chemical Inspection
Chemical Inspection | Chemical Inspection
Chemical Inspection | Chemical Inspection
Identification | Identification
pH as is | pH
Certificate of Analysis | Certificate of Analysis
Chemical Inspection | Chemical Inspection
Chemical Inspection | Chemical Inspection
Chemical Inspection | Chemical Inspection
Chemical Inspection | Chemical Inspection
Identification | Identification
Certificate of Analysis | Certificate of Analysis
Chemical Inspection | Chemical Inspection
Chemical Inspection | Chemical Inspection
Chemical Inspection | Chemical Inspection
Chemical Inspection | Chemical Inspection
Identification | Identification
Certificate of Analysis | Certificate of Analysis
Chemical Inspection | Chemical Inspection
Chemical Inspection | Chemical Inspection
Chemical Inspection | Chemical Inspection
Identification | Identification
Loss on Drying | Loss on Drying
Loss on Drying | Loss on Drying
Viscosity | Viscosity
Certificate of Analysis | Certificate of Analysis
Certificate of Analysis | Certificate of Analysis
Certificate of Analysis | Certificate of Analysis
Chemical Inspection | Chemical Inspection
Chemical Inspection | Chemical Inspection
Chemical Inspection | Chemical Inspection
Chemical Inspection | Chemical Inspection
Chemical Inspection | Chemical Inspection
Chemical Inspection | Chemical Inspection
Chemical Inspection | Chemical Inspection
Chemical Inspection | Chemical Inspection
Chemical Inspection | Chemical Inspection
Chemical Inspection | Chemical Inspection
Chemical Inspection | Chemical Inspection
Chemical Inspection | Chemical Inspection
Identification | Identification
Identification | Identification
Nonvolatile Residue | Nonvolatile Residue
Nonvolatile Residue | Nonvolatile Residue
Nonvolatile Residue | Nonvolatile Residue
pH as is | pH
Specific Gravity at 25�C | Specific Gravity at 25°C
Certificate of Analysis | Certificate of Analysis
Chemical Inspection | Chemical Inspection
Chemical Inspection | Chemical Inspection
Chemical Inspection | Chemical Inspection
Chemical Inspection | Chemical Inspection
Identification | Identification
Refractive Index at 25�C | Refractive Index at 25°C
Specific Gravity at 25�C | Specific Gravity at 25°C
Assay | Assay
Assay | Assay
Certificate of Analysis | Certificate of Analysis
Certificate of Analysis | Certificate of Analysis
Chemical Inspection | Chemical Inspection
Chemical Inspection | Chemical Inspection
Chemical Inspection | Chemical Inspection
Chemical Inspection | Chemical Inspection
Chemical Inspection | Chemical Inspection
Chemical Inspection | Chemical Inspection
Chemical Inspection | Chemical Inspection
Chemical Inspection | Chemical Inspection
pH | pH
Certificate of Analysis | Certificate of Analysis
Chemical Inspection | Chemical Inspection
Chemical Inspection | Chemical Inspection
Chemical Inspection | Chemical Inspection
Chemical Inspection | Chemical Inspection
Acidity | Acidity
Acidity | Acidity
Acidity | Acidity
Acidity | Acidity
Assay | Assay
Assay | Assay
Certificate of Analysis | Certificate of Analysis
Chemical Inspection | Chemical Inspection
Identification | Identification
Nonvolatile Residue | Nonvolatile Residue
Nonvolatile Residue | Nonvolatile Residue
Nonvolatile Residue | Nonvolatile Residue
Nonvolatile Residue | Nonvolatile Residue
Nonvolatile Residue | Nonvolatile Residue
Refractive Index at 20°C | Refractive Index at 20°C
Specific Gravity at 25�C | Specific Gravity at 25°C
Assay | Assay
Assay | Assay
Assay | Assay
Assay | Assay
Certificate of Analysis | Certificate of Analysis
Chemical Inspection | Chemical Inspection
Chemical Inspection | Chemical Inspection
Chemical Inspection | Chemical Inspection
Chemical Inspection | Chemical Inspection
Loss on Drying | Loss on Drying
Loss on Drying | Loss on Drying
Certificate of Analysis | Certificate of Analysis
Certificate of Analysis | Certificate of Analysis
Chemical Inspection | Chemical Inspection
Chemical Inspection | Chemical Inspection
Chemical Inspection | Chemical Inspection
Chemical Inspection | Chemical Inspection
Identification | Identification
Specific Gravity @ 15.56°C/ 60° F | Specific Gravity at 15.56°C
Assay | Assay
Assay | Assay
Certificate of Analysis | Certificate of Analysis
Certificate of Analysis | Certificate of Analysis
Chemical Inspection | Chemical Inspection
Chemical Inspection | Chemical Inspection
Chemical Inspection | Chemical Inspection
Chemical Inspection | Chemical Inspection
Chemical Inspection | Chemical Inspection
Chemical Inspection | Chemical Inspection
Chemical Inspection | Chemical Inspection
Chemical Inspection | Chemical Inspection
Identification | Identification
Identification | Identification
Loss on Drying | Loss on Drying
Loss on Drying | Loss on Drying
Optical Rotation | Optical Rotation
Organic Impurites | Organic Impurites
Organic Impurites | Organic Impurites
Organic Impurites | Organic Impurites
Organic Impurites | Organic Impurites
Organic Impurites | Organic Impurites
Organic Impurites | Organic Impurites
Residue on Ignition | Residue on Ignition
Sulfate Content | Sulfate Content
Certificate of Analysis | Certificate of Analysis
Certificate of Analysis | Certificate of Analysis
Chemical Inspection | Chemical Inspection
Chemical Inspection | Chemical Inspection
Chemical Inspection | Chemical Inspection
Chemical Inspection | Chemical Inspection
Chemical Inspection | Chemical Inspection
Chemical Inspection | Chemical Inspection
Chemical Inspection | Chemical Inspection
Chemical Inspection | Chemical Inspection
Identification | Identification
Identification | Identification
Appearance | Appearance
Certificate of Analysis | Certificate of Analysis
Identification | Identification
Total Color | Total Color
Certificate of Analysis | Certificate of Analysis
Chemical Inspection | Chemical Inspection
Chemical Inspection | Chemical Inspection
Chemical Inspection | Chemical Inspection
Chemical Inspection | Chemical Inspection
Identification | Identification
Certificate of Analysis | Certificate of Analysis
Chemical Inspection | Chemical Inspection
Chemical Inspection | Chemical Inspection
Chemical Inspection | Chemical Inspection
Chemical Inspection | Chemical Inspection
Certificate of Analysis | Certificate of Analysis
Certificate of Analysis | Certificate of Analysis
Chemical Inspection | Chemical Inspection
Chemical Inspection | Chemical Inspection
Chemical Inspection | Chemical Inspection
Chemical Inspection | Chemical Inspection
Chemical Inspection | Chemical Inspection
Chemical Inspection | Chemical Inspection
Chemical Inspection | Chemical Inspection
Chemical Inspection | Chemical Inspection
Identification | Identification
Identification | Identification
pH as is | pH
Specific Gravity at 25�C | Specific Gravity at 25°C
Certificate of Analysis | Certificate of Analysis
Chemical Inspection | Chemical Inspection
Chemical Inspection | Chemical Inspection
Chemical Inspection | Chemical Inspection
Identification | Identification
Certificate of Analysis | Certificate of Analysis
Chemical Inspection | Chemical Inspection
Chemical Inspection | Chemical Inspection
Chemical Inspection | Chemical Inspection
Chemical Inspection | Chemical Inspection
Certificate of Analysis | Certificate of Analysis
Chemical Inspection | Chemical Inspection
Chemical Inspection | Chemical Inspection
Chemical Inspection | Chemical Inspection
Chemical Inspection | Chemical Inspection
Identification | Identification
Certificate of Analysis | Certificate of Analysis
Chemical Inspection | Chemical Inspection
Chemical Inspection | Chemical Inspection
Chemical Inspection | Chemical Inspection
Chemical Inspection | Chemical Inspection
Identification | Identification
Refractive Index at 25�C | Refractive Index at 25°C
Specific Gravity at 25�C | Specific Gravity at 25°C
Certificate of Analysis | Certificate of Analysis
Chemical Inspection | Chemical Inspection
Chemical Inspection | Chemical Inspection
Chemical Inspection | Chemical Inspection
Chemical Inspection | Chemical Inspection
Refractive Index at 20°C | Refractive Index at 20°C
Specific Gravity at 25�C | Specific Gravity at 25°C
Certificate of Analysis | Certificate of Analysis
Chemical Inspection | Chemical Inspection
Chemical Inspection | Chemical Inspection
Chemical Inspection | Chemical Inspection
Chemical Inspection | Chemical Inspection
Certificate of Analysis | Certificate of Analysis
Chemical Inspection | Chemical Inspection
Chemical Inspection | Chemical Inspection
Chemical Inspection | Chemical Inspection
Chemical Inspection | Chemical Inspection
Identification | Identification
Certificate of Analysis | Certificate of Analysis
Certificate of Analysis | Certificate of Analysis
Chemical Inspection | Chemical Inspection
Chemical Inspection | Chemical Inspection
Chemical Inspection | Chemical Inspection
Chemical Inspection | Chemical Inspection
Chemical Inspection | Chemical Inspection
Chemical Inspection | Chemical Inspection
Chemical Inspection | Chemical Inspection
Chemical Inspection | Chemical Inspection
Identification | Identification
Specific Gravity at 25�C | Specific Gravity at 25°C
Certificate of Analysis | Certificate of Analysis
Chemical Inspection | Chemical Inspection
Chemical Inspection | Chemical Inspection
Chemical Inspection | Chemical Inspection
Chemical Inspection | Chemical Inspection
Identification | Identification
Refractive Index at 25�C | Refractive Index at 25°C
Specific Gravity at 25�C | Specific Gravity at 25°C
Certificate of Analysis | Certificate of Analysis
Chemical Inspection | Chemical Inspection
Chemical Inspection | Chemical Inspection
Identification | Identification
Certificate of Analysis | Certificate of Analysis
Chemical Inspection | Chemical Inspection
Chemical Inspection | Chemical Inspection
Chemical Inspection | Chemical Inspection
Chemical Inspection | Chemical Inspection
Identification | Identification
Certificate of Analysis | Certificate of Analysis
Chemical Inspection | Chemical Inspection
Chemical Inspection | Chemical Inspection
Chemical Inspection | Chemical Inspection
Chemical Inspection | Chemical Inspection
Identification | Identification
pH | pH
Certificate of Analysis | Certificate of Analysis
Chemical Inspection | Chemical Inspection
Chemical Inspection | Chemical Inspection
Chemical Inspection | Chemical Inspection
Chemical Inspection | Chemical Inspection
pH | pH
Certificate of Analysis | Certificate of Analysis
Chemical Inspection | Chemical Inspection
Chemical Inspection | Chemical Inspection
Chemical Inspection | Chemical Inspection
Identification | Identification
pH | pH
Solutions and Solubility | Solutions and Solubility
Absorption | Absorption
Certificate of Analysis | Certificate of Analysis
Chemical Inspection | Chemical Inspection
Chemical Inspection | Chemical Inspection
Chemical Inspection | Chemical Inspection
Identification | Identification
pH | pH
% Water | % Water
Assay | Assay
Assay | Assay
Certificate of Analysis | Certificate of Analysis
Chemical Inspection | Chemical Inspection
Identification | Identification
Certificate of Analysis | Certificate of Analysis
Chemical Inspection | Chemical Inspection
Chemical Inspection | Chemical Inspection
Identification - USP | Identification USP
Identification - USP | Identification USP
Identification - USP | Identification USP
Odor | Odor
Certificate of Analysis | Certificate of Analysis
Chemical Inspection | Chemical Inspection
Chemical Inspection | Chemical Inspection
Chemical Inspection | Chemical Inspection
Chemical Inspection | Chemical Inspection
Identification | Identification
Certificate of Analysis | Certificate of Analysis
Chemical Inspection | Chemical Inspection
Chemical Inspection | Chemical Inspection
Chemical Inspection | Chemical Inspection
Chemical Inspection | Chemical Inspection
Identification | Identification
Certificate of Analysis | Certificate of Analysis
Chemical Inspection | Chemical Inspection
Chemical Inspection | Chemical Inspection
Chemical Inspection | Chemical Inspection
Chemical Inspection | Chemical Inspection
Certificate of Analysis | Certificate of Analysis
Certificate of Analysis | Certificate of Analysis
Chemical Inspection | Chemical Inspection
Chemical Inspection | Chemical Inspection
Chemical Inspection | Chemical Inspection
Chemical Inspection | Chemical Inspection
Chemical Inspection | Chemical Inspection
Chemical Inspection | Chemical Inspection
Chemical Inspection | Chemical Inspection
Chemical Inspection | Chemical Inspection
Identification | Identification
Identification | Identification
Certificate of Analysis | Certificate of Analysis
Chemical Inspection | Chemical Inspection
Chemical Inspection | Chemical Inspection
Chemical Inspection | Chemical Inspection
Chemical Inspection | Chemical Inspection
Identification | Identification
Certificate of Analysis | Certificate of Analysis
Chemical Inspection | Chemical Inspection
Chemical Inspection | Chemical Inspection
Chemical Inspection | Chemical Inspection
Chemical Inspection | Chemical Inspection
Identification | Identification
Assay | Assay
Assay | Assay
Calcium | Calcium
Certificate of Analysis | Certificate of Analysis
Chemical Inspection | Chemical Inspection
Chemical Inspection | Chemical Inspection
Heavy Metals | Heavy Metals
Identification - USP | Identification USP
Identification - USP | Identification USP
Identification - USP | Identification USP
Loss on Drying | Loss on Drying
Loss on Drying | Loss on Drying
Nitrilotriacetic Acid | Nitrilotriacetic Acid
pH | pH
Residual Solvents | Residual Solvents
Apparent proof | Apparent proof
Certificate of Analysis | Certificate of Analysis
Certificate of Analysis | Certificate of Analysis
Chemical Inspection | Chemical Inspection
Chemical Inspection | Chemical Inspection
Chemical Inspection | Chemical Inspection
Chemical Inspection | Chemical Inspection
Chemical Inspection | Chemical Inspection
Chemical Inspection | Chemical Inspection
Chemical Inspection | Chemical Inspection
Chemical Inspection | Chemical Inspection
Identification | Identification
Identification | Identification
Specific Gravity at 25�C | Specific Gravity at 25°C
Certificate of Analysis | Certificate of Analysis
Chemical Inspection | Chemical Inspection
Chemical Inspection | Chemical Inspection
Chemical Inspection | Chemical Inspection
Chemical Inspection | Chemical Inspection
Identification | Identification
Specific Gravity at 25�C | Specific Gravity at 25°C
Certificate of Analysis | Certificate of Analysis
Chemical Inspection | Chemical Inspection
Chemical Inspection | Chemical Inspection
Identification | Identification
Identification | Identification
Acid Value | Acid Value
Acid Value | Acid Value
Certificate of Analysis | Certificate of Analysis
Certificate of Analysis | Certificate of Analysis
Cloudpoint | Cloudpoint
color (Gardner) | color (Gardner)
Peroxide Value | Peroxide Value
Saponification Value | Saponification Value
Saponification Value | Saponification Value
Water Content | Water Content
Assay | Assay
Assay | Assay
Assay | Assay
Assay | Assay
Certificate of Analysis | Certificate of Analysis
Certificate of Analysis | Certificate of Analysis
Certificate of Analysis | Certificate of Analysis
Chemical Inspection | Chemical Inspection
Chemical Inspection | Chemical Inspection
Chemical Inspection | Chemical Inspection
Chemical Inspection | Chemical Inspection
Chemical Inspection | Chemical Inspection
Chemical Inspection | Chemical Inspection
Chemical Inspection | Chemical Inspection
Chemical Inspection | Chemical Inspection
Chemical Inspection | Chemical Inspection
Identification | Identification
Identification | Identification
Identification | Identification
Certificate of Analysis | Certificate of Analysis
Chemical Inspection | Chemical Inspection
Chemical Inspection | Chemical Inspection
Chemical Inspection | Chemical Inspection
Identification | Identification
Identification | Identification
Certificate of Analysis | Certificate of Analysis
Chemical Inspection | Chemical Inspection
Chemical Inspection | Chemical Inspection
Chemical Inspection | Chemical Inspection
Identification | Identification
Certificate of Analysis | Certificate of Analysis
Chemical Inspection | Chemical Inspection
Chemical Inspection | Chemical Inspection
Chemical Inspection | Chemical Inspection
Chemical Inspection | Chemical Inspection
Identification | Identification
pH | pH
Acid Value | Acid Value
Certificate of Analysis | Certificate of Analysis
Chemical Inspection | Chemical Inspection
Chemical Inspection | Chemical Inspection
Chemical Inspection | Chemical Inspection
Density @ 20° C | Density at 20° C
Identification | Identification
Refractive Index at 20°C | Refractive Index at 20°C
Certificate of Analysis | Certificate of Analysis
Chemical Inspection | Chemical Inspection
Chemical Inspection | Chemical Inspection
Identification | Identification
Certificate of Analysis | Certificate of Analysis
Identification | Identification
Visual Inspection | Visual Inspection
Visual Inspection | Visual Inspection
Certificate of Analysis | Certificate of Analysis
Chemical Inspection | Chemical Inspection
Chemical Inspection | Chemical Inspection
Chemical Inspection | Chemical Inspection
Chemical Inspection | Chemical Inspection
Identification | Identification
Refractive Index at 20°C | Refractive Index at 20°C
Certificate of Analysis | Certificate of Analysis
Chemical Inspection | Chemical Inspection
Chemical Inspection | Chemical Inspection
Chemical Inspection | Chemical Inspection
Chemical Inspection | Chemical Inspection
Identification | Identification
Identification | Identification
Certificate of Analysis | Certificate of Analysis
Chemical Inspection | Chemical Inspection
Chemical Inspection | Chemical Inspection
Chemical Inspection | Chemical Inspection
Chemical Inspection | Chemical Inspection
Specific Gravity at 25�C | Specific Gravity at 25°C
Certificate of Analysis | Certificate of Analysis
Chemical Inspection | Chemical Inspection
Chemical Inspection | Chemical Inspection
Chemical Inspection | Chemical Inspection
Chemical Inspection | Chemical Inspection
Identification | Identification
Assay | Assay
Assay | Assay
Assay | Assay
Assay | Assay
Certificate of Analysis | Certificate of Analysis
Certificate of Analysis | Certificate of Analysis
Chemical Inspection | Chemical Inspection
Chemical Inspection | Chemical Inspection
Chemical Inspection | Chemical Inspection
Chemical Inspection | Chemical Inspection
Chemical Inspection | Chemical Inspection
Chemical Inspection | Chemical Inspection
Identification | Identification
Identification | Identification
Certificate of Analysis | Certificate of Analysis
Chemical Inspection | Chemical Inspection
Chemical Inspection | Chemical Inspection
Chemical Inspection | Chemical Inspection
Identification | Identification
Refractive Index at 25�C | Refractive Index at 25°C
Specific Gravity at 25�C | Specific Gravity at 25°C
Certificate of Analysis | Certificate of Analysis
Chemical Inspection | Chemical Inspection
Chemical Inspection | Chemical Inspection
Chemical Inspection | Chemical Inspection
Chemical Inspection | Chemical Inspection
Identification | Identification
pH | pH
Appearance | Appearance
Certificate of Analysis | Certificate of Analysis
Identification | Identification
Identification | Identification
% Benzoic Acid Phenoxyethanol & Dehydroacetic Acid | Benzoic Acid Phenoxyethanol & Dehydroacetic Acid
% Benzoic Acid Phenoxyethanol & Dehydroacetic Acid | Benzoic Acid Phenoxyethanol & Dehydroacetic Acid
% Benzoic Acid Phenoxyethanol & Dehydroacetic Acid | Benzoic Acid Phenoxyethanol & Dehydroacetic Acid
Certificate of Analysis | Certificate of Analysis
Chemical Inspection | Chemical Inspection
Chemical Inspection | Chemical Inspection
Chemical Inspection | Chemical Inspection
Density @ 20° C | Density at 20° C
Identification | Identification
Refractive Index at 20°C | Refractive Index at 20°C
Certificate of Analysis | Certificate of Analysis
Chemical Inspection | Chemical Inspection
Chemical Inspection | Chemical Inspection
Chemical Inspection | Chemical Inspection
Chemical Inspection | Chemical Inspection
Identification | Identification
Refractive Index at 20°C | Refractive Index at 20°C
Certificate of Analysis | Certificate of Analysis
Chemical Inspection | Chemical Inspection
Chemical Inspection | Chemical Inspection
Chemical Inspection | Chemical Inspection
Identification | Identification
Refractive Index at 25�C | Refractive Index at 25°C
Specific Gravity at 25�C | Specific Gravity at 25°C
Certificate of Analysis | Certificate of Analysis
Chemical Inspection | Chemical Inspection
Chemical Inspection | Chemical Inspection
Chemical Inspection | Chemical Inspection
Chemical Inspection | Chemical Inspection
Identification | Identification
pH | pH
Certificate of Analysis | Certificate of Analysis
Chemical Inspection | Chemical Inspection
Chemical Inspection | Chemical Inspection
Chemical Inspection | Chemical Inspection
Identification | Identification
Certificate of Analysis | Certificate of Analysis
Chemical Inspection | Chemical Inspection
Chemical Inspection | Chemical Inspection
Chemical Inspection | Chemical Inspection
Chemical Inspection | Chemical Inspection
Identification | Identification
Certificate of Analysis | Certificate of Analysis
Chemical Inspection | Chemical Inspection
Chemical Inspection | Chemical Inspection
Chemical Inspection | Chemical Inspection
Chemical Inspection | Chemical Inspection
Identification | Identification
Certificate of Analysis | Certificate of Analysis
Chemical Inspection | Chemical Inspection
Chemical Inspection | Chemical Inspection
Chemical Inspection | Chemical Inspection
Identification | Identification
pH | pH
% Water | % Water
Acid Value | Acid Value
Acid Value | Acid Value
Certificate of Analysis | Certificate of Analysis
Chemical Inspection | Chemical Inspection
Chemical Inspection | Chemical Inspection
Chemical Inspection | Chemical Inspection
Identification | Identification
% Water | % Water
Assay | Assay
Assay | Assay
Certificate of Analysis | Certificate of Analysis
Chemical Inspection | Chemical Inspection
Identification | Identification
% Water | % Water
Certificate of Analysis | Certificate of Analysis
Chemical Inspection | Chemical Inspection
Chemical Inspection | Chemical Inspection
Density @ 20° C | Density at 20° C
Identification | Identification
Certificate of Analysis | Certificate of Analysis
Chemical Inspection | Chemical Inspection
Chemical Inspection | Chemical Inspection
Chemical Inspection | Chemical Inspection
Chemical Inspection | Chemical Inspection
Identification | Identification
Refractive Index at 25�C | Refractive Index at 25°C
Specific Gravity at 25�C | Specific Gravity at 25°C
Certificate of Analysis | Certificate of Analysis
Chemical Inspection | Chemical Inspection
Chemical Inspection | Chemical Inspection
Chemical Inspection | Chemical Inspection
Chemical Inspection | Chemical Inspection
Identification | Identification
Certificate of Analysis | Certificate of Analysis
Chemical Inspection | Chemical Inspection
Chemical Inspection | Chemical Inspection
Chemical Inspection | Chemical Inspection
Chemical Inspection | Chemical Inspection
Identification | Identification
pH | pH
Certificate of Analysis | Certificate of Analysis
Chemical Inspection | Chemical Inspection
Chemical Inspection | Chemical Inspection
Chemical Inspection | Chemical Inspection
Chemical Inspection | Chemical Inspection
Identification | Identification
pH | pH
Certificate of Analysis | Certificate of Analysis
Certificate of Analysis | Certificate of Analysis
Chemical Inspection | Chemical Inspection
Chemical Inspection | Chemical Inspection
Chemical Inspection | Chemical Inspection
color (Gardner) | color (Gardner)
Identification | Identification
Identification | Identification
Certificate of Analysis | Certificate of Analysis
Certificate of Analysis | Certificate of Analysis
Chemical Inspection | Chemical Inspection
Chemical Inspection | Chemical Inspection
Chemical Inspection | Chemical Inspection
Chemical Inspection | Chemical Inspection
Identification | Identification
Identification | Identification
Odor | Odor
Odor | Odor
Certificate of Analysis | Certificate of Analysis
Chemical Inspection | Chemical Inspection
Chemical Inspection | Chemical Inspection
Identification | Identification
Phenol | Phenol
Phenoxyethanol Content | Phenoxyethanol Content
Specific Gravity at 20�C | Specific Gravity at 20°C
Certificate of Analysis | Certificate of Analysis
Chemical Inspection | Chemical Inspection
Chemical Inspection | Chemical Inspection
Chemical Inspection | Chemical Inspection
Chemical Inspection | Chemical Inspection
Identification | Identification
Refractive Index at 25�C | Refractive Index at 25°C
Specific Gravity at 25�C | Specific Gravity at 25°C
Certificate of Analysis | Certificate of Analysis
Certificate of Analysis | Certificate of Analysis
Certificate of Analysis | Certificate of Analysis
Certificate of Analysis | Certificate of Analysis
Chemical Inspection | Chemical Inspection
Chemical Inspection | Chemical Inspection
Chemical Inspection | Chemical Inspection
Chemical Inspection | Chemical Inspection
Chemical Inspection | Chemical Inspection
Chemical Inspection | Chemical Inspection
Chemical Inspection | Chemical Inspection
Chemical Inspection | Chemical Inspection
Chemical Inspection | Chemical Inspection
Chemical Inspection | Chemical Inspection
Chemical Inspection | Chemical Inspection
Chemical Inspection | Chemical Inspection
Identification | Identification
Identification | Identification
Identification | Identification
Identification | Identification
Identity of Denatonium Benzoate | Identity of Denatonium Benzoate
Identity of Denatonium Benzoate | Identity of Denatonium Benzoate
Identity of Denatonium Benzoate | Identity of Denatonium Benzoate
Identity of Denatonium Benzoate | Identity of Denatonium Benzoate
Specific Gravity @ 15.56°C/ 60° F | Specific Gravity at 15.56°C
Specific Gravity @ 15.56°C/ 60° F | Specific Gravity at 15.56°C
Specific Gravity at 20�C | Specific Gravity at 20°C
Specific Gravity at 20�C | Specific Gravity at 20°C
Certificate of Analysis | Certificate of Analysis
Chemical Inspection | Chemical Inspection
Chemical Inspection | Chemical Inspection
Chemical Inspection | Chemical Inspection
Identification | Identification
Refractive Index at 25�C | Refractive Index at 25°C
Specific Gravity at 25�C | Specific Gravity at 25°C
Acid Value | Acid Value
Acid Value | Acid Value
Certificate of Analysis | Certificate of Analysis
Chemical Inspection | Chemical Inspection
Chemical Inspection | Chemical Inspection
Chemical Inspection | Chemical Inspection
Chemical Inspection | Chemical Inspection
Identification | Identification
Iodine Value | Iodine Value
Iodine Value | Iodine Value
Refractive Index at 25�C | Refractive Index at 25°C
Saponification Value | Saponification Value
Saponification Value | Saponification Value
Specific Gravity at 25�C | Specific Gravity at 25°C
Certificate of Analysis | Certificate of Analysis
Chemical Inspection | Chemical Inspection
Chemical Inspection | Chemical Inspection
Chemical Inspection | Chemical Inspection
Chemical Inspection | Chemical Inspection
Identification | Identification
Certificate of Analysis | Certificate of Analysis
Chemical Inspection | Chemical Inspection
Chemical Inspection | Chemical Inspection
Chemical Inspection | Chemical Inspection
Identification | Identification
Certificate of Analysis | Certificate of Analysis
Certificate of Analysis | Certificate of Analysis
Chemical Inspection | Chemical Inspection
Chemical Inspection | Chemical Inspection
Chemical Inspection | Chemical Inspection
Chemical Inspection | Chemical Inspection
Chemical Inspection | Chemical Inspection
Chemical Inspection | Chemical Inspection
Chemical Inspection | Chemical Inspection
Identification | Identification
Identification | Identification
Certificate of Analysis | Certificate of Analysis
Chemical Inspection | Chemical Inspection
Chemical Inspection | Chemical Inspection
GC Profile | GC Profile
Identification | Identification
Refractive Index at 20°C | Refractive Index at 20°C
Specific Gravity at 20�C | Specific Gravity at 20°C
Certificate of Analysis | Certificate of Analysis
Chemical Inspection | Chemical Inspection
Chemical Inspection | Chemical Inspection
Chemical Inspection | Chemical Inspection
Chemical Inspection | Chemical Inspection
Identification | Identification
Limit of Ethylene Glycol and Diethylene Glycol | Limit of Ethylene Glycol and Diethylene Glycol
Limit of Ethylene Glycol and Diethylene Glycol | Limit of Ethylene Glycol and Diethylene Glycol
pH as is | pH
Refractive Index at 25�C | Refractive Index at 25°C
Specific Gravity at 25�C | Specific Gravity at 25°C
% Water | % Water
Acidity | Acidity
Assay | Assay
Assay | Assay
Certificate of Analysis | Certificate of Analysis
Chemical Inspection | Chemical Inspection
Chemical Inspection | Chemical Inspection
Chemical Inspection | Chemical Inspection
Chemical Inspection | Chemical Inspection
Chemical Inspection | Chemical Inspection
Chemical Inspection | Chemical Inspection
Chemical Inspection | Chemical Inspection
Chemical Inspection | Chemical Inspection
Identification | Identification
Specific Gravity at 20�C | Specific Gravity at 20°C
Certificate of Analysis | Certificate of Analysis
Chemical Inspection | Chemical Inspection
Chemical Inspection | Chemical Inspection
Chemical Inspection | Chemical Inspection
Identification | Identification
Assay | Assay
Assay | Assay
Certificate of Analysis | Certificate of Analysis
Chemical Inspection | Chemical Inspection
Chemical Inspection | Chemical Inspection
Identification A | Identification A
Identification B | Identification B
Individual Impurity | Individual Impurity
Individual Impurity | Individual Impurity
Individual Impurity | Individual Impurity
Individual Impurity | Individual Impurity
Individual Impurity | Individual Impurity
Individual Impurity | Individual Impurity
Melting Range | Melting Range
Melting Range | Melting Range
Nonvolatile Residue | Nonvolatile Residue
Specific Rotation | Specific Rotation
Total Impurities | Total Impurities
% Water | % Water
Certificate of Analysis | Certificate of Analysis
Chemical Inspection | Chemical Inspection
Chemical Inspection | Chemical Inspection
Chemical Inspection | Chemical Inspection
Identification | Identification
Limit of Ethylene Glycol and Diethylene Glycol | Limit of Ethylene Glycol and Diethylene Glycol
Limit of Ethylene Glycol and Diethylene Glycol | Limit of Ethylene Glycol and Diethylene Glycol
Limit of Ethylene Glycol and Diethylene Glycol | Limit of Ethylene Glycol and Diethylene Glycol
Limit of Ethylene Glycol and Diethylene Glycol | Limit of Ethylene Glycol and Diethylene Glycol
Specific Gravity at 25�C | Specific Gravity at 25°C
Certificate of Analysis | Certificate of Analysis
Chemical Inspection | Chemical Inspection
Chemical Inspection | Chemical Inspection
Identification | Identification
Odor | Odor
Assay | Assay
Assay | Assay
Certificate of Analysis | Certificate of Analysis
Chemical Inspection | Chemical Inspection
Chemical Inspection | Chemical Inspection
Identification | Identification
Identification | Identification
Identification | Identification
Identification | Identification
Ratio of Alkyl Compounds | Ratio of Alkyl Compounds
Ratio of Alkyl Compounds | Ratio of Alkyl Compounds
Ratio of Alkyl Compounds | Ratio of Alkyl Compounds
Certificate of Analysis | Certificate of Analysis
Chemical Inspection | Chemical Inspection
Chemical Inspection | Chemical Inspection
Chemical Inspection | Chemical Inspection
Chemical Inspection | Chemical Inspection
Identification | Identification
Certificate of Analysis | Certificate of Analysis
Chemical Inspection | Chemical Inspection
Chemical Inspection | Chemical Inspection
Chemical Inspection | Chemical Inspection
Chemical Inspection | Chemical Inspection
Certificate of Analysis | Certificate of Analysis
Chemical Inspection | Chemical Inspection
Chemical Inspection | Chemical Inspection
Chemical Inspection | Chemical Inspection
Chemical Inspection | Chemical Inspection
Identification | Identification
Certificate of Analysis | Certificate of Analysis
Chemical Inspection | Chemical Inspection
Chemical Inspection | Chemical Inspection
Chemical Inspection | Chemical Inspection
Chemical Inspection | Chemical Inspection
Identification | Identification
Certificate of Analysis | Certificate of Analysis
Chemical Inspection | Chemical Inspection
Chemical Inspection | Chemical Inspection
Chemical Inspection | Chemical Inspection
Chemical Inspection | Chemical Inspection
Identification | Identification
Related Compounds | Related Compounds
Related Compounds | Related Compounds
Specific Gravity at 25�C | Specific Gravity at 25°C
Certificate of Analysis | Certificate of Analysis
Chemical Inspection | Chemical Inspection
Chemical Inspection | Chemical Inspection
Chemical Inspection | Chemical Inspection
Chemical Inspection | Chemical Inspection
Specific Gravity at 20�C | Specific Gravity at 20°C
Certificate of Analysis | Certificate of Analysis
Chemical Inspection | Chemical Inspection
Chemical Inspection | Chemical Inspection
Chemical Inspection | Chemical Inspection
Chemical Inspection | Chemical Inspection
Identification | Identification
Refractive Index at 25�C | Refractive Index at 25°C
Specific Gravity at 25�C | Specific Gravity at 25°C
Certificate of Analysis | Certificate of Analysis
Chemical Inspection | Chemical Inspection
Chemical Inspection | Chemical Inspection
Chemical Inspection | Chemical Inspection
Chemical Inspection | Chemical Inspection
Identification | Identification
pH as is | pH
Certificate of Analysis | Certificate of Analysis
Chemical Inspection | Chemical Inspection
Chemical Inspection | Chemical Inspection
Chemical Inspection | Chemical Inspection
Chemical Inspection | Chemical Inspection
Identification | Identification
Certificate of Analysis | Certificate of Analysis
Chemical Inspection | Chemical Inspection
Chemical Inspection | Chemical Inspection
Chemical Inspection | Chemical Inspection
Chemical Inspection | Chemical Inspection
Identification | Identification
Refractive Index at 25�C | Refractive Index at 25°C
Specific Gravity at 25�C | Specific Gravity at 25°C
Certificate of Analysis | Certificate of Analysis
Certificate of Analysis | Certificate of Analysis
Chemical Inspection | Chemical Inspection
Chemical Inspection | Chemical Inspection
Chemical Inspection | Chemical Inspection
Chemical Inspection | Chemical Inspection
Chemical Inspection | Chemical Inspection
Chemical Inspection | Chemical Inspection
Chemical Inspection | Chemical Inspection
Chemical Inspection | Chemical Inspection
Identification | Identification
Identification | Identification
Specific Gravity at 25�C | Specific Gravity at 25°C
Certificate of Analysis | Certificate of Analysis
Chemical Inspection | Chemical Inspection
Chemical Inspection | Chemical Inspection
Chemical Inspection | Chemical Inspection
Chemical Inspection | Chemical Inspection
Identification | Identification
Certificate of Analysis | Certificate of Analysis
Chemical Inspection | Chemical Inspection
Chemical Inspection | Chemical Inspection
Chemical Inspection | Chemical Inspection
Chemical Inspection | Chemical Inspection
Identification | Identification
Refractive Index at 25�C | Refractive Index at 25°C
Specific Gravity at 25�C | Specific Gravity at 25°C
Certificate of Analysis | Certificate of Analysis
Certificate of Analysis | Certificate of Analysis
Chemical Inspection | Chemical Inspection
Chemical Inspection | Chemical Inspection
Refractive Index at 20°C | Refractive Index at 20°C
Specific Gravity at 25�C | Specific Gravity at 25°C
Certificate of Analysis | Certificate of Analysis
Chemical Inspection | Chemical Inspection
Chemical Inspection | Chemical Inspection
Chemical Inspection | Chemical Inspection
Chemical Inspection | Chemical Inspection
Identification | Identification
Appearance | Appearance
Certificate of Analysis | Certificate of Analysis
Ethanol | Ethanol
Ethanol | Ethanol
Identification A | Identification A
Identification B | Identification B
Total % ADBAC | Total % ADBAC
Certificate of Analysis | Certificate of Analysis
Chemical Inspection | Chemical Inspection
Chemical Inspection | Chemical Inspection
Identification | Identification
pH as is | pH
Total Solids | Total Solids
Total Solids | Total Solids
Certificate of Analysis | Certificate of Analysis
Chemical Inspection | Chemical Inspection
Chemical Inspection | Chemical Inspection
Chemical Inspection | Chemical Inspection
Chemical Inspection | Chemical Inspection
Identification | Identification
Certificate of Analysis | Certificate of Analysis
Chemical Inspection | Chemical Inspection
Chemical Inspection | Chemical Inspection
Chemical Inspection | Chemical Inspection
Chemical Inspection | Chemical Inspection
Identification | Identification
Certificate of Analysis | Certificate of Analysis
Chemical Inspection | Chemical Inspection
Chemical Inspection | Chemical Inspection
Identification | Identification
Certificate of Analysis | Certificate of Analysis
Chemical Inspection | Chemical Inspection
Identification | Identification
Certificate of Analysis | Certificate of Analysis
Chemical Inspection | Chemical Inspection
Chemical Inspection | Chemical Inspection
Chemical Inspection | Chemical Inspection
Identification | Identification
Refractive Index at 20°C | Refractive Index at 20°C
Specific Gravity at 20�C | Specific Gravity at 20°C
Certificate of Analysis | Certificate of Analysis
Chemical Inspection | Chemical Inspection
Chemical Inspection | Chemical Inspection
Chemical Inspection | Chemical Inspection
Identification | Identification
pH | pH
% Water | % Water
Acid Value | Acid Value
Acid Value | Acid Value
Certificate of Analysis | Certificate of Analysis
Chemical Inspection | Chemical Inspection
Chemical Inspection | Chemical Inspection
Chemical Inspection | Chemical Inspection
Identification | Identification
Certificate of Analysis | Certificate of Analysis
Chemical Inspection | Chemical Inspection
Chemical Inspection | Chemical Inspection
Chemical Inspection | Chemical Inspection
Chemical Inspection | Chemical Inspection
Identification | Identification
Certificate of Analysis | Certificate of Analysis
Chemical Inspection | Chemical Inspection
Chemical Inspection | Chemical Inspection
Chemical Inspection | Chemical Inspection
Chemical Inspection | Chemical Inspection
Identification | Identification
Certificate of Analysis | Certificate of Analysis
Certificate of Analysis | Certificate of Analysis
Chemical Inspection | Chemical Inspection
Chemical Inspection | Chemical Inspection
Chemical Inspection | Chemical Inspection
Chemical Inspection | Chemical Inspection
Chemical Inspection | Chemical Inspection
Chemical Inspection | Chemical Inspection
Chemical Inspection | Chemical Inspection
Chemical Inspection | Chemical Inspection
Identification | Identification
Identification | Identification
Certificate of Analysis | Certificate of Analysis
Chemical Inspection | Chemical Inspection
Chemical Inspection | Chemical Inspection
Chemical Inspection | Chemical Inspection
Hydroxyl Value | Hydroxyl Value
Hydroxyl Value | Hydroxyl Value
Identification | Identification
Certificate of Analysis | Certificate of Analysis
Chemical Inspection | Chemical Inspection
Chemical Inspection | Chemical Inspection
Chemical Inspection | Chemical Inspection
Chemical Inspection | Chemical Inspection
Density @ 20° C | Density at 20° C
Identification | Identification
Refractive Index at 20°C | Refractive Index at 20°C
Certificate of Analysis | Certificate of Analysis
Chemical Inspection | Chemical Inspection
Chemical Inspection | Chemical Inspection
Chemical Inspection | Chemical Inspection
Chemical Inspection | Chemical Inspection
Identification | Identification
Refractive Index at 25�C | Refractive Index at 25°C
Specific Gravity at 25�C | Specific Gravity at 25°C
Certificate of Analysis | Certificate of Analysis
Chemical Inspection | Chemical Inspection
Chemical Inspection | Chemical Inspection
Chemical Inspection | Chemical Inspection
Chemical Inspection | Chemical Inspection
Identification | Identification
Certificate of Analysis | Certificate of Analysis
Chemical Inspection | Chemical Inspection
Chemical Inspection | Chemical Inspection
Chemical Inspection | Chemical Inspection
Chemical Inspection | Chemical Inspection
Identification | Identification
Refractive Index at 20°C | Refractive Index at 20°C
Specific Gravity at 20�C | Specific Gravity at 20°C
Certificate of Analysis | Certificate of Analysis
Chemical Inspection | Chemical Inspection
Chemical Inspection | Chemical Inspection
Chemical Inspection | Chemical Inspection
Chemical Inspection | Chemical Inspection
Identification | Identification
pH | pH
Acid Value | Acid Value
Acid Value | Acid Value
Certificate of Analysis | Certificate of Analysis
Certificate of Analysis | Certificate of Analysis
Chemical Inspection | Chemical Inspection
Chemical Inspection | Chemical Inspection
Chemical Inspection | Chemical Inspection
Chemical Inspection | Chemical Inspection
Chemical Inspection | Chemical Inspection
Chemical Inspection | Chemical Inspection
Identification | Identification
Identification | Identification
Saponification Value | Saponification Value
Saponification Value | Saponification Value
Certificate of Analysis | Certificate of Analysis
Chemical Inspection | Chemical Inspection
Chemical Inspection | Chemical Inspection
Chemical Inspection | Chemical Inspection
Identification | Identification
pH as is | pH
Reducing Sugars | Reducing Sugars
Specific Gravity at 20�C | Specific Gravity at 20°C
Total Sugar | Total Sugar
Assay | Assay
Assay | Assay
Certificate of Analysis | Certificate of Analysis
pH | pH
Certificate of Analysis | Certificate of Analysis
Chemical Inspection | Chemical Inspection
Chemical Inspection | Chemical Inspection
Chemical Inspection | Chemical Inspection
GC Profile | GC Profile
Identification | Identification
Refractive Index at 20°C | Refractive Index at 20°C
Specific Gravity at 20�C | Specific Gravity at 20°C
Certificate of Analysis | Certificate of Analysis
Chemical Inspection | Chemical Inspection
Chemical Inspection | Chemical Inspection
Chemical Inspection | Chemical Inspection
Chemical Inspection | Chemical Inspection
Identification | Identification
Certificate of Analysis | Certificate of Analysis
Certificate of Analysis | Certificate of Analysis
Chemical Inspection | Chemical Inspection
Chemical Inspection | Chemical Inspection
Chemical Inspection | Chemical Inspection
Chemical Inspection | Chemical Inspection
Chemical Inspection | Chemical Inspection
Chemical Inspection | Chemical Inspection
Chemical Inspection | Chemical Inspection
Chemical Inspection | Chemical Inspection
Identification | Identification
Identification | Identification
pH | pH
Refractive Index at 25�C | Refractive Index at 25°C
Specific Gravity at 25�C | Specific Gravity at 25°C
Active (BTC 1210-80%) | Active (BTC 1210-80%)
Appearance | Appearance
Certificate of Analysis | Certificate of Analysis
pH | pH
Certificate of Analysis | Certificate of Analysis
Chemical Inspection | Chemical Inspection
Chemical Inspection | Chemical Inspection
Chemical Inspection | Chemical Inspection
GC Profile | GC Profile
Identification | Identification
Refractive Index at 20°C | Refractive Index at 20°C
Specific Gravity at 20�C | Specific Gravity at 20°C
Certificate of Analysis | Certificate of Analysis
Chemical Inspection | Chemical Inspection
Certificate of Analysis | Certificate of Analysis
Chemical Inspection | Chemical Inspection
Chemical Inspection | Chemical Inspection
pH as is | pH
Temptale Reading | Temptale Reading
Viscosity | Viscosity
Certificate of Analysis | Certificate of Analysis
Identification | Identification
Loss on Drying | Loss on Drying
Loss on Drying | Loss on Drying
Viscosity | Viscosity
Visual Inspection | Visual Inspection
Visual Inspection | Visual Inspection
Certificate of Analysis | Certificate of Analysis
Certificate of Analysis | Certificate of Analysis
Certificate of Analysis | Certificate of Analysis
Chemical Inspection | Chemical Inspection
Chemical Inspection | Chemical Inspection
Chemical Inspection | Chemical Inspection
Chemical Inspection | Chemical Inspection
Chemical Inspection | Chemical Inspection
Chemical Inspection | Chemical Inspection
Chemical Inspection | Chemical Inspection
Chemical Inspection | Chemical Inspection
Density @ 20° C | Density at 20° C
Identification | Identification
Identification | Identification
Refractive Index at 20°C | Refractive Index at 20°C
Specific Gravity at 20�C | Specific Gravity at 20°C
Assay | Assay
Assay | Assay
Assay | Assay
Assay | Assay
Certificate of Analysis | Certificate of Analysis
Certificate of Analysis | Certificate of Analysis
Certificate of Analysis | Certificate of Analysis
Chemical Inspection | Chemical Inspection
Chemical Inspection | Chemical Inspection
Chemical Inspection | Chemical Inspection
Chemical Inspection | Chemical Inspection
Chemical Inspection | Chemical Inspection
Chemical Inspection | Chemical Inspection
Chemical Inspection | Chemical Inspection
Chemical Inspection | Chemical Inspection
Chemical Inspection | Chemical Inspection
Chemical Inspection | Chemical Inspection
Chemical Inspection | Chemical Inspection
Chemical Inspection | Chemical Inspection
Identification | Identification
Identification | Identification
Identification | Identification
pH | pH
Specific Gravity at 25�C | Specific Gravity at 25°C
Certificate of Analysis | Certificate of Analysis
Certificate of Analysis | Certificate of Analysis
Chemical Inspection | Chemical Inspection
Chemical Inspection | Chemical Inspection
Chemical Inspection | Chemical Inspection
Chemical Inspection | Chemical Inspection
Chemical Inspection | Chemical Inspection
Chemical Inspection | Chemical Inspection
Chemical Inspection | Chemical Inspection
Chemical Inspection | Chemical Inspection
Identification | Identification
Nonvolatile Residue | Nonvolatile Residue
Nonvolatile Residue | Nonvolatile Residue
Nonvolatile Residue | Nonvolatile Residue
pH as is | pH
Specific Gravity at 25�C | Specific Gravity at 25°C
Certificate of Analysis | Certificate of Analysis
Chemical Inspection | Chemical Inspection
Chemical Inspection | Chemical Inspection
Chemical Inspection | Chemical Inspection
Chemical Inspection | Chemical Inspection
Identification | Identification
Certificate of Analysis | Certificate of Analysis
Certificate of Analysis | Certificate of Analysis
Chemical Inspection | Chemical Inspection
Chemical Inspection | Chemical Inspection
Chemical Inspection | Chemical Inspection
Chemical Inspection | Chemical Inspection
Chemical Inspection | Chemical Inspection
Chemical Inspection | Chemical Inspection
Chemical Inspection | Chemical Inspection
Chemical Inspection | Chemical Inspection
Density @ 20° C | Density at 20° C
Density @ 20° C | Density at 20° C
Identification | Identification
Identification | Identification
Refractive Index at 20°C | Refractive Index at 20°C
Specific Gravity at 20�C | Specific Gravity at 20°C
Certificate of Analysis | Certificate of Analysis
Chemical Inspection | Chemical Inspection
Chemical Inspection | Chemical Inspection
Chemical Inspection | Chemical Inspection
Chemical Inspection | Chemical Inspection
Refractive Index at 25�C | Refractive Index at 25°C
Specific Gravity at 25�C | Specific Gravity at 25°C
Certificate of Analysis | Certificate of Analysis
Chemical Inspection | Chemical Inspection
Chemical Inspection | Chemical Inspection
Chemical Inspection | Chemical Inspection
Chemical Inspection | Chemical Inspection
Identification | Identification
Specific Gravity at 25�C | Specific Gravity at 25°C
Certificate of Analysis | Certificate of Analysis
Chemical Inspection | Chemical Inspection
Chemical Inspection | Chemical Inspection
Chemical Inspection | Chemical Inspection
Chemical Inspection | Chemical Inspection
Identification | Identification
Assay | Assay
Assay | Assay
Certificate of Analysis | Certificate of Analysis
Chemical Inspection | Chemical Inspection
Identification | Identification
Identification | Identification
Organic Impurites | Organic Impurites
Organic Impurites | Organic Impurites
Organic Impurities Part II | Organic Impurities Part II
Organic Impurities Part II | Organic Impurities Part II
Organic Impurities Part II | Organic Impurities Part II
Organic Impurities Part II | Organic Impurities Part II
Organic Impurities Part II | Organic Impurities Part II
Organic Impurities Part II | Organic Impurities Part II
Organic Impurities Part II | Organic Impurities Part II
Organic Impurities Part II | Organic Impurities Part II
Organic Impurities Part II | Organic Impurities Part II
Organic Impurities Part II | Organic Impurities Part II
Organic Impurities Part II | Organic Impurities Part II
Organic Impurities Part II | Organic Impurities Part II
Organic Impurities Part II | Organic Impurities Part II
Organic Impurities Part II | Organic Impurities Part II
Organic Impurities Part II | Organic Impurities Part II
Organic Impurities Part II | Organic Impurities Part II
Organic Impurities Part II | Organic Impurities Part II
Organic Impurities Part II | Organic Impurities Part II
Organic Impurities Part II | Organic Impurities Part II
Organic Impurities Part II | Organic Impurities Part II
Organic Impurities Part II | Organic Impurities Part II
Organic Impurities Part II | Organic Impurities Part II
Organic Impurities Part II | Organic Impurities Part II
Organic Impurities Part II | Organic Impurities Part II
Organic Impurities Part II | Organic Impurities Part II
Organic Impurities Part II | Organic Impurities Part II
Organic Impurities Part II | Organic Impurities Part II
pH | pH
Specific Gravity at 25�C | Specific Gravity at 25°C
Certificate of Analysis | Certificate of Analysis
Chemical Inspection | Chemical Inspection
Chemical Inspection | Chemical Inspection
Chemical Inspection | Chemical Inspection
Chemical Inspection | Chemical Inspection
Identification | Identification
% NaOCl | Bleach
% NaOCl | Bleach
% NaOCl | Bleach
% NaOCl | Bleach
% NaOCl | Bleach
% NaOCl | Bleach
Certificate of Analysis | Certificate of Analysis
Certificate of Analysis | Certificate of Analysis
Chemical Inspection | Chemical Inspection
Chemical Inspection | Chemical Inspection
Chemical Inspection | Chemical Inspection
Chemical Inspection | Chemical Inspection
pH | pH
Certificate of Analysis | Certificate of Analysis
Certificate of Analysis | Certificate of Analysis
Temptale Reading | Temptale Reading
Assay | Assay
Assay | Assay
Certificate of Analysis | Certificate of Analysis
Certificate of Analysis | Certificate of Analysis
Certificate of Analysis | Certificate of Analysis
Chemical Inspection | Chemical Inspection
Chemical Inspection | Chemical Inspection
Chemical Inspection | Chemical Inspection
Chemical Inspection | Chemical Inspection
Chemical Inspection | Chemical Inspection
Chemical Inspection | Chemical Inspection
Chemical Inspection | Chemical Inspection
Chemical Inspection | Chemical Inspection
Chemical Inspection | Chemical Inspection
Chemical Inspection | Chemical Inspection
Chemical Inspection | Chemical Inspection
Chemical Inspection | Chemical Inspection
Chloride | Chloride
Heavy Metals | Heavy Metals
Identification | Identification
Identification | Identification
Identification | Identification
Melting Range | Melting Range
Melting Range | Melting Range
Residue on Ignition | Residue on Ignition
Sulfate Content | Sulfate Content
Appearance | Appearance
Certificate of Analysis | Certificate of Analysis
Identification | Identification
Total Color | Total Color
Certificate of Analysis | Certificate of Analysis
Chemical Inspection | Chemical Inspection
Chemical Inspection | Chemical Inspection
Identification | Identification
Limit of Phenol | Limit of Phenol
Purity | Purity
Specific Gravity at 20�C | Specific Gravity at 20°C

## ConvertMethod
METHOD | METHODconvert | METHOD
AOCS Cd 8-53 | AOCS_Cd_8-53 | USP
AOCS Td 1a-64) | AOCS_Td_1a_64 | USP/NF <841>
APAM 6.018 | APAM_6_018 | USP <791>
Default | COA | TM 208
IUPAC 2.201(M) | IUPAC_2_201M | Default
IUPAC 2.202 | IUPAC_2_202 | USP-HPLC
STM 101 | STM101 | TM208/220/230/USP/Kao LM
TC276/WG2N30 930809C | TC276_WG2N30_930809C | TM 411
TM 200 | TM200 | TM 204
TM 202 | TM202 | TM 202
TM 203 | TM203 | TM400/408b/421/422/USP
TM 204 | TM204 | TM 4001
TM 206 | TM206 | TM 323
TM208/220/230/USP/Kao LM | TM208 | TM 301/434
TM 208 | TM208 | TM 434
See Analyte for Method # | TM208 | USP/NF
ORGANOLEPTIC | TM208 | TM 200
TM 222 | TM222 | COA
TM 226 | TM226 | TM 3005
TM 3005 | TM3005 | TM 203
TM 301/434 | TM301_TM434 | STM 101
TM 3014 | TM3014 | TM 3014
TM 323 | TM323 | TM 222
TM 366 | TM366 | USP-EDTA
TM 375 | TM375 | TM 882
TM 376 | TM376 | APAM 6.018
TM400/408b/421/422/USP | TM400 | See Analyte for Method #
TM400/408b/421/422/USP | TM400_TM408b_TM421_TM422_USP | USP <621>
TM 4001 | TM4001 | NA
TM 411 | TM411 | TM 226
TM 434 | TM434 | TM 375
TM 882 | TM882 | TM 376
TM400/408b/421/422/USP | USP_191 | USP <197M>
USP <197F> | USP_197F | Vatten LB
USP <197M> | USP_197M | IUPAC 2.202
USP <541> | USP_541 | AOCS Cd 8-53
USP <621> | USP_621 | AOCS Td 1a-64)
USP <791> | USP_791 | TC276/WG2N30 930809C
USP-HPLC | USP_HPLC | IUPAC 2.201(M)
USP/NF | USP_NF | USP <541>
USP/NF <841> | USP_NF_841 | TM 366
Vatten LB | Vatten_LB | USP <197F>
NA | NA | ORGANOLEPTIC
TM 206